## Report
Summary |  |  |  | Subjective Comments
The overall SEM is | 1.4838 | with an upper 95% CI of | 1.7078 | The overall SEM is well below the 2° that Mcginley et al. (2009) suggested was "acceptable" for clinical gait analysis measures. It is, however, still a substantial part of the overall standard deviation suggesting that measurement variability may limit the ability to be confident that measurements fall within or outside the normal range. Assessors 1 and 2 show very similar consistency whilst Assessor 3 is a little less consistent. This is largely a consequence of two particular sessions (Day 2 for participants 1 and 3) and if these are excluded results are very similar across all assessors. There do not appear to be any appreciable systematic differences between assessors. The SEM varies a little across the gait cycle being maximum around toe-off which is when the gradient of the variable is maximal. This will thus be when the magnitude of differences will be most sensitive to event timing and any differences in walking speed. |  |  | °
On average this is | 47.95% | of the overall standard deviation
Within Assessor Analysis |  |  |  | Between Assessor Analysis
|  |  |  | Assessors agree to within | 0.69175 | of each other (on average)
The SEM for Assessor 1 is | 1.3719 | with an upper 95% CI of | 1.8626 | Assessor 1 is | 0.12462 | greater than the average
The SEM for Assessor 2 is | 1.313 | with an upper 95% CI of | 1.7826 | Assessor 2 is | 0.35258 | less than the average
The SEM for Assessor 3 is | 1.7512 | with an upper 95% CI of | 2.3775 | Assessor 3 is | 0.22796 | greater than the average

## Raw data
Participant | Participant 1 | [53 empty] | Participant 2 | [53 empty] | Participant 3 | [53 empty] | Participant 4 | [53 empty] | Participant 5 | [53 empty] | Participant 6 | [53 empty] | Participant 7 | [53 empty] | Participant 8 | [53 empty] | Participant 9 | [53 empty] | Participant 10
Day | Day 1 | [17 empty] | Day 2 | [17 empty] | Day 3 | [17 empty] | Day 1 | [17 empty] | Day 2 | [17 empty] | Day 3 | [17 empty] | Day 1 | [17 empty] | Day 2 | [17 empty] | Day 3 | [17 empty] | Day 1 | [17 empty] | Day 2 | [17 empty] | Day 3 | [17 empty] | Day 1 | [17 empty] | Day 2 | [17 empty] | Day 3 | [17 empty] | Day 1 | [17 empty] | Day 2 | [17 empty] | Day 3 | [17 empty] | Day 1 | [17 empty] | Day 2 | [17 empty] | Day 3 | [17 empty] | Day 1 | [17 empty] | Day 2 | [17 empty] | Day 3 | [17 empty] | Day 1 | [17 empty] | Day 2 | [17 empty] | Day 3 | [17 empty] | Day 1 | [17 empty] | Day 2 | [17 empty] | Day 3
Assessor | Assessor 1 | [5 empty] | Assessor 2 | [5 empty] | Assessor 3 | [5 empty] | Assessor 1 | [5 empty] | Assessor 2 | [5 empty] | Assessor 3 | [5 empty] | Assessor 1 | [5 empty] | Assessor 2 | [5 empty] | Assessor 3 | [5 empty] | Assessor 1 | [5 empty] | Assessor 2 | [5 empty] | Assessor 3 | [5 empty] | Assessor 1 | [5 empty] | Assessor 2 | [5 empty] | Assessor 3 | [5 empty] | Assessor 1 | [5 empty] | Assessor 2 | [5 empty] | Assessor 3 | [5 empty] | Assessor 1 | [5 empty] | Assessor 2 | [5 empty] | Assessor 3 | [5 empty] | Assessor 1 | [5 empty] | Assessor 2 | [5 empty] | Assessor 3 | [5 empty] | Assessor 1 | [5 empty] | Assessor 2 | [5 empty] | Assessor 3 | [5 empty] | Assessor 1 | [5 empty] | Assessor 2 | [5 empty] | Assessor 3 | [5 empty] | Assessor 1 | [5 empty] | Assessor 2 | [5 empty] | Assessor 3 | [5 empty] | Assessor 1 | [5 empty] | Assessor 2 | [5 empty] | Assessor 3 | [5 empty] | Assessor 1 | [5 empty] | Assessor 2 | [5 empty] | Assessor 3 | [5 empty] | Assessor 1 | [5 empty] | Assessor 2 | [5 empty] | Assessor 3 | [5 empty] | Assessor 1 | [5 empty] | Assessor 2 | [5 empty] | Assessor 3 | [5 empty] | Assessor 1 | [5 empty] | Assessor 2 | [5 empty] | Assessor 3 | [5 empty] | Assessor 1 | [5 empty] | Assessor 2 | [5 empty] | Assessor 3 | [5 empty] | Assessor 1 | [5 empty] | Assessor 2 | [5 empty] | Assessor 3 | [5 empty] | Assessor 1 | [5 empty] | Assessor 2 | [5 empty] | Assessor 3 | [5 empty] | Assessor 1 | [5 empty] | Assessor 2 | [5 empty] | Assessor 3 | [5 empty] | Assessor 1 | [5 empty] | Assessor 2 | [5 empty] | Assessor 3 | [5 empty] | Assessor 1 | [5 empty] | Assessor 2 | [5 empty] | Assessor 3 | [5 empty] | Assessor 1 | [5 empty] | Assessor 2 | [5 empty] | Assessor 3 | [5 empty] | Assessor 1 | [5 empty] | Assessor 2 | [5 empty] | Assessor 3 | [5 empty] | Assessor 1 | [5 empty] | Assessor 2 | [5 empty] | Assessor 3 | [5 empty] | Assessor 1 | [5 empty] | Assessor 2 | [5 empty] | Assessor 3 | [5 empty] | Assessor 1 | [5 empty] | Assessor 2 | [5 empty] | Assessor 3 | [5 empty] | Assessor 1 | [5 empty] | Assessor 2 | [5 empty] | Assessor 3 | [5 empty] | Assessor 1 | [5 empty] | Assessor 2 | [5 empty] | Assessor 3 | [5 empty] | Assessor 1 | [5 empty] | Assessor 2 | [5 empty] | Assessor 3
Trial | 1 | 2 | 3 | 4 | 5 | 6 | 1 | 2 | 3 | 4 | 5 | 6 | 1 | 2 | 3 | 4 | 5 | 6 | 1 | 2 | 3 | 4 | 5 | 6 | 1 | 2 | 3 | 4 | 5 | 6 | 1 | 2 | 3 | 4 | 5 | 6 | 1 | 2 | 3 | 4 | 5 | 6 | 1 | 2 | 3 | 4 | 5 | 6 | 1 | 2 | 3 | 4 | 5 | 6 | 1 | 2 | 3 | 4 | 5 | 6 | 1 | 2 | 3 | 4 | 5 | 6 | 1 | 2 | 3 | 4 | 5 | 6 | 1 | 2 | 3 | 4 | 5 | 6 | 1 | 2 | 3 | 4 | 5 | 6 | 1 | 2 | 3 | 4 | 5 | 6 | 1 | 2 | 3 | 4 | 5 | 6 | 1 | 2 | 3 | 4 | 5 | 6 | 1 | 2 | 3 | 4 | 5 | 6 | 1 | 2 | 3 | 4 | 5 | 6 | 1 | 2 | 3 | 4 | 5 | 6 | 1 | 2 | 3 | 4 | 5 | 6 | 1 | 2 | 3 | 4 | 5 | 6 | 1 | 2 | 3 | 4 | 5 | 6 | 1 | 2 | 3 | 4 | 5 | 6 | 1 | 2 | 3 | 4 | 5 | 6 | 1 | 2 | 3 | 4 | 5 | 6 | 1 | 2 | 3 | 4 | 5 | 6 | 1 | 2 | 3 | 4 | 5 | 6 | 1 | 2 | 3 | 4 | 5 | 6 | 1 | 2 | 3 | 4 | 5 | 6 | 1 | 2 | 3 | 4 | 5 | 6 | 1 | 2 | 3 | 4 | 5 | 6 | 1 | 2 | 3 | 4 | 5 | 6 | 1 | 2 | 3 | 4 | 5 | 6 | 1 | 2 | 3 | 4 | 5 | 6 | 1 | 2 | 3 | 4 | 5 | 6 | 1 | 2 | 3 | 4 | 5 | 6 | 1 | 2 | 3 | 4 | 5 | 6 | 1 | 2 | 3 | 4 | 5 | 6 | 1 | 2 | 3 | 4 | 5 | 6 | 1 | 2 | 3 | 4 | 5 | 6 | 1 | 2 | 3 | 4 | 5 | 6 | 1 | 2 | 3 | 4 | 5 | 6 | 1 | 2 | 3 | 4 | 5 | 6 | 1 | 2 | 3 | 4 | 5 | 6 | 1 | 2 | 3 | 4 | 5 | 6 | 1 | 2 | 3 | 4 | 5 | 6 | 1 | 2 | 3 | 4 | 5 | 6 | 1 | 2 | 3 | 4 | 5 | 6 | 1 | 2 | 3 | 4 | 5 | 6 | 1 | 2 | 3 | 4 | 5 | 6 | 1 | 2 | 3 | 4 | 5 | 6 | 1 | 2 | 3 | 4 | 5 | 6 | 1 | 2 | 3 | 4 | 5 | 6 | 1 | 2 | 3 | 4 | 5 | 6 | 1 | 2 | 3 | 4 | 5 | 6 | 1 | 2 | 3 | 4 | 5 | 6 | 1 | 2 | 3 | 4 | 5 | 6 | 1 | 2 | 3 | 4 | 5 | 6 | 1 | 2 | 3 | 4 | 5 | 6 | 1 | 2 | 3 | 4 | 5 | 6 | 1 | 2 | 3 | 4 | 5 | 6 | 1 | 2 | 3 | 4 | 5 | 6 | 1 | 2 | 3 | 4 | 5 | 6 | 1 | 2 | 3 | 4 | 5 | 6 | 1 | 2 | 3 | 4 | 5 | 6 | 1 | 2 | 3 | 4 | 5 | 6 | 1 | 2 | 3 | 4 | 5 | 6 | 1 | 2 | 3 | 4 | 5 | 6 | 1 | 2 | 3 | 4 | 5 | 6 | 1 | 2 | 3 | 4 | 5 | 6 | 1 | 2 | 3 | 4 | 5 | 6 | 1 | 2 | 3 | 4 | 5 | 6 | 1 | 2 | 3 | 4 | 5 | 6 | 1 | 2 | 3 | 4 | 5 | 6 | 1 | 2 | 3 | 4 | 5 | 6 | 1 | 2 | 3 | 4 | 5 | 6 | 1 | 2 | 3 | 4 | 5 | 6 | 1 | 2 | 3 | 4 | 5 | 6 | 1 | 2 | 3 | 4 | 5 | 6 | 1 | 2 | 3 | 4 | 5 | 6 | 1 | 2 | 3 | 4 | 5 | 6 | 1 | 2 | 3 | 4 | 5 | 6 | 1 | 2 | 3 | 4 | 5 | 6 | 1 | 2 | 3 | 4 | 5 | 6 | 1 | 2 | 3 | 4 | 5 | 6 | 1 | 2 | 3 | 4 | 5 | 6 | 1 | 2 | 3 | 4 | 5 | 6 | 1 | 2 | 3 | 4 | 5 | 6 | 1 | 2 | 3 | 4 | 5 | 6
0% | -0.32254 | -1.1106 | 2.1134 | -0.80536 | -0.39752 | -0.99994 | 3.4643 | -0.91331 | 2.9861 | 1.9238 | 1.6869 | 1.8793 | -2.7453 | -1.7432 | -0.67467 | -2.1482 |  |  | -0.86828 | 0.34729 | -1.1244 | -1.359 | -0.619 | -0.061003 | -0.64788 | -2.8829 | -2.773 | -5.5873 | -3.4028 | -2.7586 | 9.9725 | 9.3496 | 10.1667 | 7.8869 | 8.4996 | 9.2154 | 0.75998 | 0.52922 | 0.52767 | 0.12716 | 1.1657 | -0.9822 | -1.5996 | -0.76049 | -0.61917 | -1.6274 | -1.3127 | -1.7849 | -0.32594 | 1.1524 | 0.75478 | -1.1793 | -0.5494 | -0.82859 | -0.51745 | -1.6045 | -2.4554 | -1.0201 | -2.0172 | -0.10445 | -2.3406 | -1.4863 | -1.6756 | -2.6531 | -0.48374 |  | -0.89816 | 0.92589 | 0.2442 | 0.6799 | 0.92268 | -0.23338 | -3.4236 | -1.806 | -1.8902 | -4.7821 | -0.72356 | -0.25762 | -0.46218 | -0.29175 | -0.0099225 | 1.7589 | -0.11532 |  | 0.656 | 0.86548 | -0.42812 | 0.29019 | 0.37597 | 1.3145 | 0.23558 | 0.67289 | 0.66182 | -0.38404 | -0.19718 | 1.8652 | -0.14015 | -0.62737 | -0.081185 | -1.0531 | -0.46786 | -1.1293 | 0.63019 | 0.65058 | -0.79508 | -0.13914 | -0.468 | -0.68511 | 1.1471 | 1.3924 | 1.2247 | 1.8103 | 1.7845 | 1.534 | -0.57007 | -1.4396 | -2.7382 | -0.89047 | -2.5341 | -1.2135 | -2.9098 | -2.2867 | -3.722 | -2.9604 | -3.5202 | -3.81 | -0.18282 | -0.55239 | -0.32847 | -0.59147 | -0.41962 | 1.9844 | -0.22701 | -1.5117 | -4.1359 | -1.2238 | -2.6382 | -2.5748 | 4.1968 | 3.8882 | 3.2023 | 3.008 | 4.6665 | 3.6456 | -2.2577 | 0.055711 | -1.3265 | -2.5553 | -2.3031 | 0.62302 | -1.0835 | -0.78778 | -1.4845 | -0.64131 | -0.090626 | -0.63004 | -3.5003 | -3.3704 | -3.2906 | -2.5488 | -3.0424 | -2.6895 | 4.2744 | 4.476 | 5.1392 | 3.4445 | 3.7361 | 2.3933 | -4.8519 | -5.7764 | -3.7063 | -2.701 | -4.8531 | -3.9279 | -1.3303 | 0.86411 | 1.8771 | -0.86976 | -5.49 | 3.0768 | -0.9339 | -2.2024 | -0.4946 | -2.015 | -2.2744 | -2.7104 | -3.3682 | -3.4642 | -5.2678 | -3.5991 | -0.66483 | -2.6814 | -1.4955 | 0.0060198 | 1.3264 | 0.27155 | -0.32861 | -1.7433 | -0.56961 | -2.487 | -1.6353 | -2.6701 | -2.3356 | -2.6064 | -2.1134 | -3.619 | -2.9476 | -4.0425 | -2.0946 | -3.1686 | -1.4004 | -1.355 | -0.73346 | -0.31261 | -0.44356 | -2.5483 | 0.67376 | 1.1913 | 0.16938 | 2.0373 | -0.1161 | 0.42637 | -2.2662 | -1.4946 | -0.12237 | 0.21729 | 0.38951 | 0.021688 | 0.28174 | 0.61029 | 2.0442 | 0.91444 | 3.1242 | 1.1729 | 1.8605 | -0.30448 | 0.4025 | 1.4019 | 0.22079 | 0.20983 | -1.2794 | -1.1171 | -0.25797 | 1.6759 | 0.50054 | 1.6061 | 0.62531 | 3.113 | -0.46166 | 2.7135 | 1.9501 | 1.3748 | 1.5427 | 2.2539 | 1.5059 | 3.1412 | 3.3684 | 2.7073 | 1.6991 | -0.63448 | 3.99 | 2.5408 | -0.33979 | 1.8576 | 1.9519 | 0.48893 | 2.5189 | 1.0068 | 0.93219 | 1.1148 | -1.359 | -1.1924 | -1.4316 | -1.7715 | -1.7866 | -1.5345 | -1.5055 | -2.6671 | -3.5396 | -0.91121 | -2.5677 | -3.2852 | 1.1519 | 0.2908 | 0.020058 | -0.52814 | 1.2217 | 0.60144 | -1.6144 | -1.1409 | -1.7074 | -2.147 | -1.5356 | -1.034 | -1.5892 | -4.0358 | -2.9209 | -4.3653 | -4.6379 | -4.6685 | -0.47569 | 1.3594 | 1.6948 | -0.49737 | 0.09622 | -0.19416 | -0.14509 | 0.25276 | 0.10912 | 0.17382 | -1.5154 | -0.14906 | -1.6568 | -0.71948 | -1.1933 | -2.1599 | -2.2922 | -2.8533 | -1.1513 | -0.9993 | -0.19716 | -1.3651 | -3.5844 | -1.0294 | -3.3383 | -0.26336 | -2.8667 | -2.538 | -1.0836 | -4.3222 | -6.0337 | -2.8853 | -2.7467 | -2.0843 | -2.4765 | -2.2489 | -2.4826 | -1.353 | -0.52663 | -1.6952 | -2.5932 | -1.8945 | -2.4573 | -1.5072 | -1.7324 | -1.6586 |  |  | -0.45243 | -1.338 | -1.2144 | -0.54063 | -1.7352 | 0.15062 | -1.032 | -3.3398 | -3.6358 | -1.7676 | -0.58335 | -1.9911 | -4.4538 | -4.8596 | -2.5218 | -3.2756 | -2.4218 | -1.2074 | -2.8998 | -1.4632 | -1.1082 | -1.2794 | -0.73964 | -1.2289 | -1.5015 | -3.1278 | -2.494 | 0.66791 | -1.9524 | -1.652 | 3.0491 | -0.095404 | 1.3334 | 0.29309 | 0.36508 | 0.66164 | 2.5767 | -0.091404 | 1.0596 | 0.95074 | 0.3381 | -0.41749 | 3.6983 | 1.773 | 1.5195 | 1.8462 | 2.1278 | 4.5637 | 0.55445 | 1.3403 | 0.87422 | 0.62667 | 0.036962 | 2.4107 | 2.2642 | 1.8563 | 0.65375 | 0.85108 | -1.2677 | 1.4834 | 2.4166 | 1.9744 | 2.0544 | -0.087571 | 1.5708 | 2.9741 | 2.1319 | 4.115 | 3.2278 | 4.0008 | 3.754 | 2.8534 | -0.10947 | -0.25375 | -1.7367 | -0.32737 | 2.0489 | -0.49412 | 4.3695 | 1.5819 | -0.20571 | 1.9801 | -0.29482 | 1.6457 | -0.094262 | 1.8627 | -0.38237 | 0.67712 | 0.48675 |  | 0.52047 | 0.24708 | 1.2078 | -1.2556 | -0.6672 | -2.471 | 1.4993 | -0.39816 | -0.21991 | 0.48557 | 0.14867 | 0.09264 | 1.7076 | 0.9384 | 0.42948 | 1.8158 | -0.65751 | -0.42028 | -0.57905 | 0.0038811 | 0.10588 | -1.3099 | 0.29323 | -0.050708 | 0.27231 | 1.8845 | 0.56781 | 0.4247 | 0.73214 | 0.54325 | 0.86145 | 1.7194 | 1.1568 | 1.66 | -0.1798 | 0.15507 | -0.66724 | 0.4475 | -0.036463 | -0.31382 | 2.3987 | 0.8176 | 3.4421 | 3.3577 | 2.5504 | 3.3878 | 3.7784 | 3.7915 | 1.7376 | 0.9376 | 2.4473 | 1.1518 | 1.9901 | -0.25971 | 5.8868 | 5.193 | 3.9674 | 2.9884 | 1.8172 | 2.7473 | -1.3083 | 2.8382 | 1.8252 | 2.8126 | 3.8838 | 1.7959 | 2.6292 | 3.4437 | 2.416 | 2.4969 | 3.09 | 3.6185 | 1.9012 | 2.4719 | 2.7272 | 2.7524 | 2.385 | 1.2317 | 0.83349 | 2.1497 | 2.1638 | 1.0118 | 2.1494 | 2.3362 | 0.3447 | -3.5568 | 1.1145 | 1.2476 | 0.42281 | 1.1807 | 2.1627 | 0.81279 | 2.292 | 1.2631 | 2.0032 | -1.0971 | 2.3476 | 1.5767 | 0.74875 | 1.2738 | 3.7125 | 3.3197
1% | -1.1656 | -1.5785 | 1.1432 | -1.8165 | -1.0552 | -1.7556 | 2.3908 | -0.81934 | 1.9024 | 1.1947 | 1.2614 | 1.2522 | -3.0892 | -2.2246 | -0.65935 | -2.6489 |  |  | -1.58 | -0.48343 | -1.7069 | -1.8931 | -1.1796 | -0.81331 | -1.1112 | -3.9796 | -3.5742 | -5.7818 | -3.5668 | -2.7352 | 8.6276 | 6.924 | 8.6079 | 6.4431 | 7.5307 | 8.7041 | -0.06174 | -0.15399 | -0.41695 | -0.59075 | 0.20408 | -1.5301 | -2.1172 | -1.5339 | -1.3075 | -2.0838 | -2.0597 | -2.2098 | -0.94879 | 0.62672 | 0.18428 | -1.8415 | -0.85579 | -1.4936 | -1.5225 | -2.1301 | -3.5975 | -2.0184 | -2.5242 | -1.0802 | -3.1594 | -2.4649 | -2.5067 | -3.1696 | -1.6249 |  | -1.5978 | -0.27214 | -0.65309 | -0.09075 | 0.011159 | -0.96456 | -4.7054 | -2.6737 | -2.9047 | -5.358 | -1.2077 | -1.9386 | -0.99664 | -1.081 | -0.42305 | -0.14227 | -0.43897 |  | -0.41314 | 0.10624 | -1.0503 | -0.27168 | -0.038356 | 0.2541 | -0.4199 | -0.48255 | -0.37736 | -1.1066 | -0.5473 | 0.64407 | -0.69227 | -1.2598 | -0.60248 | -1.8618 | -0.94668 | -1.7502 | -0.35122 | -0.34001 | -1.6469 | -1.1288 | -1.2852 | -1.5582 | 0.44709 | 0.72532 | 0.5772 | 0.73475 | 0.76594 | 0.79012 | -1.6228 | -2.4942 | -3.3732 | -2.4153 | -3.4373 | -2.1716 | -3.2144 | -2.5862 | -4.5751 | -4.1721 | -4.4629 | -4.9449 | -0.62365 | -1.0953 | -1.0259 | -1.1392 | -0.98563 | 0.95669 | -1.0396 | -2.3289 | -4.1388 | -1.6881 | -3.3452 | -2.9697 | 3.8208 | 4.0372 | 2.4299 | 2.5272 | 3.9908 | 4.3344 | -2.6996 | -0.76832 | -2.0541 | -3.0861 | -2.8984 | 0.24203 | -1.5714 | -1.8132 | -2.4791 | -1.0421 | -1.1331 | -1.6061 | -3.8735 | -3.6056 | -4.1463 | -3.0449 | -3.1693 | -3.1469 | 2.0776 | 3.2562 | 3.4327 | 1.7353 | 2.6284 | 1.4143 | -5.8873 | -6.5951 | -4.754 | -3.5081 | -6.1444 | -5.0454 | -2.4087 | -0.33787 | 0.4372 | -2.1803 | -5.8212 | 1.8388 | -1.9672 | -3.2749 | -4.0832 | -2.8119 | -2.9937 | -4.3354 | -4.3506 | -5.2598 | -6.3432 | -5.4115 | -1.4489 | -4.0797 | -3.0183 | -2.165 | -1.4328 | -1.6589 | -1.3996 | -2.5007 | -1.9264 | -4.2057 | -1.8471 | -4.4722 | -3.9718 | -3.3166 | -3.443 | -4.6748 | -4.621 | -4.5837 | -3.452 | -4.1477 | -2.2444 | -2.0975 | -2.1973 | -1.1774 | -1.6856 | -3.676 | -0.53565 | -0.052836 | -1.1102 | 0.8117 | -1.3702 | -0.3263 | -3.3398 | -2.6688 | -1.1799 | -1.1139 | -0.73284 | -0.72729 | -0.87917 | -0.913 | 0.79603 | -0.091871 | 1.6357 | 0.083758 | 1.1376 | -1.0067 | -1.0123 | 0.17988 | -0.93499 | -0.4221 | -2.2523 | -2.0361 | -0.68618 | 0.91051 | -0.020817 | 0.80741 | -0.10022 | 1.949 | -1.2015 | 1.0963 | 0.9034 | 0.76422 | 0.91625 | 0.92057 | 0.18775 | 2.1945 | 2.2805 | 1.3185 | 0.85814 | -1.4367 | 3.5436 | 1.6897 | -1.1027 | 1.4674 | 1.0545 | -0.4682 | 1.8969 | 0.63913 | 0.033898 | 0.51168 | -1.7347 | -1.479 | -1.904 | -2.3969 | -2.0855 | -1.7209 | -2.1804 | -3.0602 | -4.0868 | -2.1909 | -2.6882 | -3.494 | 0.2387 | -0.62821 | -0.6004 | -1.0454 | 0.66533 | 0.1731 | -1.8956 | -1.6018 | -2.1894 | -2.9308 | -2.1312 | -1.4831 | -2.1727 | -5.0019 | -3.352 | -4.77 | -4.9163 | -5.094 | -1.1713 | 0.11262 | 0.78456 | -1.0632 | -0.35756 | -0.74134 | -0.86162 | -0.14998 | -0.41632 | -0.57503 | -2.0288 | -0.77826 | -2.1395 | -1.2467 | -1.5997 | -2.6036 | -2.636 | -3.3834 | -1.5378 | -1.4099 | -0.78562 | -1.8805 | -4.2163 | -2.0104 | -4.1288 | -1.6934 | -3.4731 | -3.3837 | -2.3931 | -4.1192 | -6.5774 | -3.7427 | -3.5048 | -3.1201 | -3.1266 | -2.8586 | -3.1437 | -2.0779 | -1.2345 | -2.2942 | -3.4321 | -2.4519 | -2.9156 | -2.7175 | -2.8069 | -1.7681 |  |  | -1.4857 | -1.7823 | -1.6737 | -1.3349 | -2.1549 | -0.82547 | -1.3965 | -3.7233 | -5.0699 | -3.1864 | -1.6818 | -2.6659 | -4.9002 | -5.248 | -2.8948 | -3.7204 | -3.0435 | -1.8508 | -3.3926 | -2.4472 | -2.4464 | -1.7402 | -1.4359 | -1.6658 | -1.9807 | -2.988 | -2.895 | -0.031776 | -2.3659 | -2.2368 | 1.8806 | -0.7504 | -0.013248 | -0.81587 | -0.4753 | -0.42918 | 1.9242 | -0.72396 | 0.15858 | -0.33214 | -0.97252 | -1.5865 | 2.3876 | 0.19854 | 0.029871 | 0.52239 | 1.5161 | 2.7719 | -0.56993 | -0.21481 | 0.092686 | -0.64947 | -1.2258 | 1.6175 | 1.5474 | 1.2292 | -0.31369 | 0.076736 | -2.1398 | 0.68482 | 1.2953 | 1.1636 | 0.91099 | -1.2192 | 0.4622 | 1.9711 | 1.1256 | 3.3641 | 1.9339 | 2.8799 | 2.1958 | 0.87985 | -1.5457 | -1.3268 | -2.9256 | -1.1753 | 0.85 | -1.4355 | 2.7116 | 0.42741 | -0.90309 | 0.76857 | -1.2732 | 0.34661 | -0.81895 | 0.90353 | -0.95543 | -0.63243 | -0.06002 |  | -0.32265 | -0.038994 | 0.75621 | -1.7125 | -1.1818 | -2.9823 | 0.18618 | -1.0711 | -0.95603 | -0.079057 | -1.5522 | -1.1888 | 1.3988 | 0.40856 | -0.19326 | 1.0016 | -0.92279 | -0.78498 | -1.2331 | -0.33056 | -0.59968 | -1.9299 | -0.38628 | -0.81385 | -0.071946 | 1.7382 | -0.95178 | -0.22416 | 0.2431 | -0.17736 | 0.41106 | 0.91216 | -0.18096 | 0.76783 | -0.82858 | -0.5013 | -1.3176 | -0.012383 | -1.0735 | -1.2498 | 1.82 | 0.20294 | 2.7233 | 2.4526 | 1.5052 | 2.8709 | 2.4481 | 2.2734 | 0.24639 | -0.58986 | 1.0101 | -0.76388 | -0.65725 | -2.1409 | 4.1171 | 3.4782 | 2.4676 | 1.7992 | 0.14146 | 1.6149 | -1.9566 | 1.2242 | 0.066517 | 1.2021 | 2.1623 | 0.55968 | 1.7407 | 2.8175 | 1.4881 | 1.6005 | 2.2703 | 2.4486 | 0.9641 | 1.0283 | 1.251 | 1.7009 | 0.60894 | 0.18575 | 0.13192 | 0.76352 | 0.95879 | -0.28347 | 1.2315 | 0.45149 | -1.03 | -2.83 | -0.46211 | 0.12379 | -0.77316 | -0.49953 | 0.33308 | -0.93858 | 0.86699 | 0.39768 | 0.7235 | -1.6882 | 1.3888 | 0.044364 | -0.30175 | -0.10118 | 2.1402 | 1.48
2% | -1.9279 | -2.0204 | 0.39842 | -2.4278 | -1.7421 | -2.2172 | 1.6881 | -0.73152 | 0.97606 | 0.78848 | 0.68076 | 0.80183 | -3.5864 | -2.4881 | -0.58748 | -3.0979 |  |  | -2.0652 | -1.1882 | -2.2994 | -2.2406 | -1.7612 | -1.3467 | -1.5401 | -4.478 | -4.2856 | -5.8485 | -3.587 | -3.0394 | 7.9851 | 6.4068 | 6.7498 | 6.0026 | 6.1336 | 7.7494 | -0.65276 | -0.71697 | -1.1659 | -1.1676 | -0.46808 | -1.8483 | -2.4428 | -2.1155 | -1.8532 | -2.5376 | -2.5997 | -2.6056 | -1.2932 | 0.14335 | -0.32223 | -2.436 | -1.0806 | -1.9608 | -2.2947 | -2.8258 | -4.2797 | -2.4979 | -2.9887 | -2.0433 | -3.8428 | -3.1707 | -3.1193 | -3.812 | -2.6999 |  | -2.1402 | -0.95185 | -1.3635 | -0.52927 | -1.124 | -2.0637 | -5.3769 | -3.329 | -3.3404 | -5.8259 | -1.9775 | -2.4829 | -1.3994 | -1.7507 | -0.94974 | -1.1209 | -0.75734 |  | -0.9096 | -0.76788 | -2.0802 | -0.97916 | -0.75482 | -0.19497 | -0.73692 | -1.2743 | -1.0114 | -2.0967 | -0.79934 | -0.62156 | -1.2235 | -1.8774 | -1.2743 | -2.9326 | -1.4444 | -2.3629 | -0.92392 | -1.0003 | -2.5456 | -2.0776 | -2.1643 | -2.4347 | -0.17378 | 0.22478 | 0.022235 | -0.12695 | -0.0034504 | 0.078347 | -2.418 | -3.3731 | -3.8644 | -3.1708 | -4.1497 | -2.653 | -3.2961 | -2.774 | -5.2097 | -5.0721 | -4.9707 | -5.5609 | -0.94999 | -1.6057 | -1.3629 | -1.563 | -1.6746 | 0.35048 | -1.5872 | -2.9156 | -3.9386 | -1.869 | -3.6861 | -3.2155 | 4.1804 | 3.3523 | 1.9494 | 2.098 | 3.3283 | 3.8825 | -2.7783 | -1.4294 | -2.7323 | -3.3192 | -3.2756 | -0.074239 | -1.7417 | -2.309 | -2.8961 | -1.4357 | -1.8399 | -2.4256 | -4.0572 | -3.7185 | -4.4738 | -3.106 | -3.2035 | -3.5695 | 0.83066 | 2.3444 | 1.8965 | 0.081201 | 1.7974 | 0.038325 | -6.4685 | -6.8435 | -5.2597 | -4.0963 | -7.0387 | -6.0959 | -3.3381 | -1.5364 | -0.63835 | -3.4449 | -5.9812 | 0.60801 | -2.9069 | -4.6251 | -5.0031 | -4.304 | -4.2711 | -5.5031 | -5.1565 | -6.5502 | -7.3836 | -6.117 | -2.3657 | -5.4051 | -4.9674 | -3.3712 | -2.9371 | -2.5747 | -2.3239 | -3.2404 | -2.6011 | -4.7821 | -2.5444 | -5.0519 | -4.8364 | -4.4194 | -4.583 | -5.4488 | -5.7785 | -5.4482 | -4.3678 | -4.8178 | -3.247 | -3.9173 | -3.6862 | -2.1615 | -2.3555 | -4.4939 | -1.4701 | -0.81444 | -2.0815 | -0.30904 | -2.3053 | -1.0845 | -4.2147 | -3.5307 | -1.9644 | -2.1397 | -1.7152 | -1.3349 | -1.4649 | -2.138 | -0.19512 | -0.79099 | 0.36888 | -0.73113 | 0.6875 | -1.579 | -2.086 | -0.75809 | -1.8672 | -1.0532 | -2.8654 | -2.6184 | -1.0645 | 0.17356 | -0.30941 | 0.11341 | -0.98636 | 0.40734 | -1.8558 | 0.028517 | -0.037573 | 0.10579 | 0.32148 | -0.20441 | -0.74453 | 1.1206 | 1.5313 | 0.20848 | 0.29555 | -1.8741 | 3.2831 | 1.0341 | -1.5777 | 1.0441 | 0.45166 | -0.99519 | 1.2913 | 0.35384 | -0.59754 | 0.060011 | -2.0109 | -1.7379 | -2.2451 | -3.1676 | -2.5088 | -1.8387 | -2.5886 | -3.2017 | -4.3677 | -3.2131 | -2.8296 | -3.5767 | -0.40693 | -1.1856 | -0.94329 | -1.3903 | 0.18335 | -0.10369 | -2.0665 | -1.9357 | -2.586 | -3.4375 | -2.6132 | -1.8613 | -2.7267 | -5.6448 | -3.7218 | -5.1488 | -5.0476 | -5.4061 | -1.6549 | -0.8703 | -0.16758 | -1.6309 | -1.0427 | -1.6432 | -1.4352 | -0.42826 | -0.90677 | -1.1761 | -2.2845 | -1.3605 | -2.555 | -1.6416 | -2.0129 | -3.0223 | -2.8806 | -3.6735 | -2.2923 | -1.7986 | -1.1494 | -2.0773 | -4.4424 | -2.3042 | -4.7309 | -2.7082 | -3.4933 | -4.0232 | -3.1699 | -3.9122 | -6.9511 | -4.4569 | -4.0391 | -3.5667 | -3.5625 | -3.2821 | -3.3811 | -2.5893 | -1.9791 | -2.6308 | -3.7224 | -3.101 | -3.2992 | -3.0684 | -4.0212 | -1.9467 |  |  | -2.3459 | -2.3423 | -2.1428 | -1.9131 | -2.4666 | -1.5252 | -1.6854 | -4.4331 | -5.581 | -3.9861 | -2.2143 | -3.6027 | -5.2492 | -5.6701 | -3.0587 | -3.9661 | -3.5217 | -2.2829 | -3.7889 | -2.9614 | -3.4643 | -1.9787 | -2.0968 | -2.173 | -2.3586 | -2.6494 | -3.1605 | -0.76737 | -2.6807 | -2.6248 | 0.78529 | -1.175 | -1.0276 | -1.2877 | -0.78826 | -1.5992 | 0.47996 | -1.3312 | -1.0259 | -1.5775 | -1.8424 | -2.2228 | 1.5936 | -0.68243 | -0.9178 | -0.44494 | 0.71344 | 1.3579 | -1.5111 | -0.91132 | -0.75894 | -1.2594 | -2.005 | 0.92404 | 0.99671 | 0.45917 | -0.84931 | -1.0079 | -2.9069 | 0.11512 | 0.52346 | 0.624 | 0.23013 | -1.9373 | -0.46063 | 1.2208 | 0.62138 | 2.175 | 1.0236 | 1.3392 | 1.2275 | -0.33533 | -2.5622 | -2.1647 | -3.8316 | -1.6008 | 0.21779 | -2.285 | 1.4977 | -0.57639 | -1.567 | 0.22065 | -1.8171 | -0.94232 | -1.3365 | 0.077754 | -1.3928 | -2.1163 | -0.7156 |  | -1.1041 | -0.24638 | 0.53334 | -2.2628 | -1.6126 | -3.3614 | -0.36402 | -2.595 | -1.6329 | -0.56035 | -1.9752 | -1.8984 | 1.0715 | -0.12801 | -0.63676 | 0.061522 | -1.5276 | -1.0615 | -1.7526 | -0.62946 | -1.1663 | -2.3438 | -0.84302 | -1.4277 | -0.48278 | 1.6523 | -1.4554 | -1.0074 | -0.14255 | -0.62545 | -0.085436 | 0.31967 | -0.89123 | 0.070286 | -1.3531 | -1.0399 | -1.7445 | -0.33417 | -1.8752 | -1.7681 | 1.3926 | -0.45557 | 2.3567 | 1.4808 | 0.19765 | 2.5047 | 1.9258 | 1.6034 | -1.1549 | -1.9707 | -0.21694 | -1.8866 | -2.442 | -3.8949 | 2.3629 | 1.7906 | 1.0437 | 1.1283 | -1.3932 | 0.50284 | -2.4868 | -0.11596 | -1.2743 | -0.21831 | 0.79155 | -0.48312 | 0.88796 | 2.1536 | 0.52179 | 0.7459 | 1.6001 | 1.7086 | 0.12646 | -0.30126 | -0.098343 | 0.68748 | -0.20629 | -0.77449 | -0.57867 | -0.56152 | -0.16264 | -0.97969 | 0.24979 | -1.4146 | -2.0526 | -2.0672 | -1.5714 | -0.91756 | -1.846 | -2.0658 | -1.0774 | -2.3432 | -0.4031 | -0.31773 | -0.38354 | -2.1172 | 0.43472 | -1.0701 | -1.2296 | -0.85228 | 0.69145 | -0.32256
3% | -2.4571 | -2.4309 | -0.49732 | -2.8107 | -2.0658 | -2.6771 | 0.9739 | -0.49843 | 0.37779 | 0.35168 | 0.46028 | 0.018145 | -3.5519 | -2.5133 | -0.44614 | -3.3295 |  |  | -2.4513 | -1.5491 | -2.6526 | -2.4765 | -2.2939 | -1.6199 | -1.9302 | -4.7827 | -5.0766 | -5.7857 | -3.5751 | -2.787 | 6.8172 | 5.184 | 5.4522 | 5.4985 | 3.9788 | 5.5473 | -0.99848 | -1.0416 | -1.6255 | -1.503 | -0.94653 | -1.9856 | -2.6447 | -2.4143 | -2.0245 | -2.7857 | -2.8954 | -2.792 | -1.5452 | -0.12454 | -0.61387 | -2.7758 | -1.2208 | -2.3492 | -2.8309 | -3.0168 | -4.9437 | -2.8016 | -3.5409 | -2.5195 | -4.2572 | -3.6676 | -3.5185 | -4.0106 | -3.2751 |  | -2.4692 | -1.6216 | -1.8353 | -0.92778 | -1.8813 | -2.43 | -6.3571 | -3.9977 | -3.7834 | -6.1525 | -2.2871 | -3.0665 | -1.7296 | -2.1438 | -1.3369 | -1.7979 | -0.90952 |  | -1.1562 | -1.0689 | -2.2965 | -1.2185 | -1.0352 | -0.58374 | -0.78634 | -1.6333 | -1.54 | -2.657 | -0.83425 | -1.2035 | -1.6297 | -2.1716 | -1.7045 | -3.562 | -1.7997 | -2.6496 | -1.4679 | -1.5254 | -2.8596 | -2.4605 | -2.5546 | -2.7249 | -0.51002 | 0.0092604 | -0.38024 | -0.55032 | -0.54954 | -0.34429 | -3.0003 | -3.7375 | -3.9091 | -3.3414 | -4.4782 | -2.9591 | -3.3131 | -2.5978 | -5.4797 | -5.468 | -5.0319 | -5.7636 | -1.3665 | -1.7494 | -1.6673 | -1.9155 | -1.9681 | -0.27783 | -1.933 | -3.4312 | -3.4549 | -1.9559 | -3.5331 | -3.3434 | 4.0668 | 2.8238 | 2.7051 | 2.3575 | 2.7614 | 3.49 | -2.5776 | -1.6203 | -3.2487 | -3.2944 | -3.3175 | -0.40756 | -1.9893 | -2.5033 | -3.1198 | -1.7218 | -2.298 | -2.7995 | -3.9636 | -3.4249 | -4.6769 | -3.2559 | -3.2259 | -3.8221 | -0.17237 | 1.6029 | 1.0413 | -1.1252 | 0.46676 | -0.91873 | -6.7455 | -6.8615 | -5.6137 | -4.4411 | -7.58 | -6.6173 | -3.9474 | -2.3109 | -2.0666 | -4.0507 | -6.0507 | -0.3951 | -3.5577 | -5.483 | -5.7001 | -4.6702 | -4.7952 | -6.0946 | -6.4848 | -7.3792 | -7.8541 | -6.5214 | -3.0977 | -6.0847 | -6.4572 | -4.3835 | -4.2708 | -3.283 | -3.566 | -4.2113 | -3.2315 | -5.596 | -3.3 | -5.8924 | -5.3311 | -4.8171 | -5.518 | -6.0297 | -6.5419 | -5.6781 | -5.1158 | -5.0988 | -4.2232 | -4.2991 | -4.3775 | -2.537 | -3.6274 | -5.1834 | -2.0274 | -1.316 | -2.6669 | -1.1009 | -2.8912 | -1.5259 | -4.5718 | -4.0762 | -2.3457 | -2.9002 | -2.2469 | -1.6891 | -1.8759 | -2.9896 | -0.89188 | -1.3865 | -0.62742 | -1.3016 | 0.17137 | -1.9934 | -2.8504 | -1.444 | -2.4878 | -1.5584 | -3.0851 | -2.9601 | -1.2925 | -0.43761 | -0.51908 | -0.26368 | -1.4551 | -0.40569 | -2.5551 | -1.0282 | -0.46025 | -0.66781 | -0.20573 | -1.0724 | -1.2523 | 0.43672 | 0.69834 | -0.5954 | -0.14469 | -1.9326 | 3.0474 | 0.62612 | -1.7462 | 0.72835 | -0.24157 | -1.4022 | 0.78204 | 0.11845 | -0.91895 | -0.31848 | -2.2304 | -1.869 | -2.4885 | -3.4729 | -2.5566 | -1.9314 | -2.8269 | -3.3019 | -4.4899 | -3.9737 | -2.8908 | -3.5024 | -0.83117 | -1.5751 | -1.1254 | -1.4396 | -0.22953 | -0.36531 | -2.2744 | -2.0282 | -2.8567 | -3.6076 | -2.8953 | -2.2706 | -3.143 | -5.9113 | -3.9729 | -5.3502 | -4.9784 | -5.5227 | -1.7966 | -1.7487 | -0.68766 | -2.139 | -1.474 | -1.9294 | -1.9881 | -0.72597 | -1.2193 | -1.5528 | -2.5115 | -1.62 | -2.8093 | -1.9609 | -2.2352 | -3.3369 | -3.015 | -3.7797 | -2.6271 | -2.1199 | -1.4471 | -2.4078 | -4.5622 | -2.4694 | -5.2183 | -3.4441 | -3.612 | -4.5109 | -3.7455 | -3.6308 | -6.8456 | -4.4769 | -4.2017 | -3.9445 | -3.8727 | -3.4648 | -3.5983 | -2.7719 | -2.3208 | -2.6657 | -3.9573 | -3.3212 | -3.5569 | -3.3995 | -4.4885 | -1.872 |  |  | -2.7814 | -2.7829 | -2.2076 | -2.3242 | -2.5363 | -1.9641 | -1.8734 | -4.3873 | -6.2685 | -4.3408 | -2.5467 | -3.9485 | -5.3695 | -5.5958 | -3.1738 | -4.3135 | -4.0465 | -2.7179 | -4.0865 | -3.3901 | -4.3 | -2.1491 | -2.6044 | -2.5485 | -2.5792 | -2.1501 | -3.2129 | -1.3652 | -2.5387 | -2.7762 | 0.18282 | -1.5706 | -1.66 | -1.7261 | -1.1831 | -2.2347 | -0.0088696 | -1.5494 | -1.4073 | -2.1149 | -3.0451 | -2.6196 | 1.0056 | -1.1783 | -1.9809 | -1.5115 | 0.10618 | 0.49289 | -2.2352 | -1.6029 | -1.5261 | -1.8333 | -2.6253 | 0.20303 | 0.25485 | 0.064886 | -1.4074 | -1.6178 | -3.6067 | -0.68295 | -0.38203 | 0.18487 | -0.67101 | -2.4649 | -1.5642 | 0.34357 | 0.24575 | 0.68347 | 0.34249 | 0.69229 | 0.27226 | -1.1675 | -3.1082 | -2.6827 | -4.7683 | -1.8991 | -0.87994 | -2.8773 | 0.41273 | -1.4613 | -2.0258 | -0.099397 | -2.2856 | -1.6327 | -1.655 | -1.2325 | -1.6202 | -2.9064 | -1.0918 |  | -1.9894 | -0.35533 | 0.48371 | -2.4639 | -1.8259 | -3.516 | -0.96029 | -3.0109 | -2.9049 | -0.66848 | -3.409 | -2.4053 | 0.8209 | -0.49931 | -0.84362 | -0.23692 | -1.7433 | -1.2509 | -2.0969 | -0.75389 | -1.5209 | -2.5501 | -1.1957 | -1.8546 | -0.88985 | 1.6424 | -1.6593 | -1.3994 | -0.32687 | -1.4342 | -0.36475 | -0.06625 | -1.4869 | -0.84953 | -1.6069 | -1.4186 | -1.9774 | -0.4788 | -2.5964 | -2.0251 | 1.1069 | -0.81715 | 1.9751 | 1.0134 | -0.33554 | 2.2068 | 1.4535 | 0.67358 | -2.1921 | -2.8319 | -1.2222 | -3.1525 | -3.7107 | -5.1237 | 1.2561 | 0.84355 | 0.053444 | 0.70817 | -2.6527 | -0.053683 | -2.8529 | -1.263 | -2.4529 | -1.3805 | -0.48581 | -1.3726 | -0.044077 | 1.246 | -0.39181 | 0.073622 | 0.60183 | 0.95737 | -0.92296 | -1.0445 | -1.0403 | -0.20916 | -0.94002 | -1.662 | -1.2162 | -1.1342 | -1.293 | -1.5754 | -0.68746 | -2.5137 | -2.6904 | -1.3773 | -2.4587 | -1.553 | -2.6651 | -3.089 | -2.2133 | -2.9924 | -1.1978 | -0.90188 | -1.2092 | -2.4469 | -0.1705 | -2.0143 | -1.5711 | -1.55 | -0.56364 | -1.5639
4% | -2.7163 | -2.8626 | -1.0274 | -3.0149 | -2.3668 | -2.8312 | 0.35288 | -0.21874 | -0.10319 | -0.51655 | -0.03956 | -0.12673 | -3.4949 | -2.3033 | -0.20684 | -3.343 |  |  | -2.6009 | -1.6947 | -2.9182 | -2.549 | -2.7063 | -1.6572 | -2.1877 | -4.8448 | -5.318 | -5.5715 | -3.4151 | -2.4337 | 4.5304 | 3.7479 | 3.3936 | 4.2073 | 3.637 | 4.973 | -1.1271 | -1.1841 | -1.913 | -1.6039 | -1.2475 | -1.878 | -2.6332 | -2.5616 | -1.9227 | -2.9664 | -3.1249 | -2.8853 | -1.6548 | -0.20937 | -0.82466 | -2.943 | -1.1876 | -2.5453 | -2.999 | -3.0323 | -5.3163 | -2.992 | -3.4224 | -2.7848 | -4.4609 | -4.1263 | -3.6471 | -3.9852 | -3.6091 |  | -2.6235 | -2.0991 | -2.1834 | -1.2579 | -2.1985 | -2.5615 | -6.6066 | -4.0132 | -3.8494 | -6.2983 | -2.4451 | -3.5138 | -1.9347 | -2.3528 | -1.5488 | -2.1915 | -1.0533 |  | -1.0168 | -1.3172 | -2.3554 | -1.3529 | -1.1204 | -0.77194 | -0.78665 | -1.751 | -1.9872 | -2.7344 | -0.69657 | -1.682 | -1.7719 | -2.2919 | -1.8895 | -3.6929 | -1.9325 | -2.6179 | -1.6866 | -1.667 | -2.8824 | -2.6534 | -2.7763 | -2.625 | -0.71306 | 0.077668 | -0.47055 | -0.72261 | -0.9663 | -0.72418 | -3.2186 | -3.9749 | -3.8704 | -3.3577 | -4.5816 | -3.2984 | -3.1954 | -2.3199 | -5.1833 | -5.4912 | -4.6643 | -5.5635 | -1.3802 | -1.8501 | -1.9186 | -2.0526 | -2.0607 | -0.38108 | -1.8762 | -3.4119 | -2.8432 | -1.9716 | -3.2484 | -3.3559 | 4.0958 | 2.4674 | 2.6174 | 3.7811 | 2.4134 | 3.2035 | -2.4031 | -1.5929 | -3.6203 | -3.0042 | -3.3716 | -0.47217 | -1.8749 | -2.5991 | -3.1109 | -1.9057 | -2.4501 | -2.8886 | -3.6357 | -2.876 | -4.5663 | -2.887 | -2.8125 | -3.9282 | -0.62193 | 1.0529 | -0.65409 | -1.5872 | -0.054005 | -1.4779 | -6.8286 | -6.5326 | -5.7419 | -4.7409 | -7.8456 | -7.1357 | -4.3313 | -2.8129 | -2.4449 | -4.5568 | -5.6078 | -0.79864 | -4.252 | -6.4655 | -6.3352 | -4.8384 | -5.2861 | -6.8436 | -7.4808 | -7.8472 | -8.1291 | -6.7137 | -3.7859 | -6.4663 | -6.872 | -4.9967 | -5.7996 | -3.8691 | -4.7495 | -4.4557 | -3.5758 | -5.6841 | -4.1135 | -6.2278 | -5.8265 | -4.9791 | -5.9495 | -6.0766 | -6.8467 | -5.4657 | -5.4003 | -5.1269 | -4.541 | -4.4807 | -4.9095 | -2.7082 | -3.7642 | -5.4266 | -2.3163 | -1.5174 | -2.8922 | -1.4353 | -3.1327 | -1.9185 | -4.5575 | -4.3632 | -2.6391 | -3.1729 | -2.5367 | -1.8976 | -2.1387 | -3.4562 | -1.2476 | -1.5463 | -1.2913 | -1.6174 | -0.091879 | -2.4804 | -3.233 | -1.8488 | -2.8361 | -2.0018 | -3.0678 | -2.9799 | -1.4021 | -0.92191 | -0.53566 | -0.55344 | -1.7049 | -0.94853 | -2.8188 | -1.4672 | -0.71749 | -1.2689 | -0.6622 | -1.7144 | -1.8149 | -0.26589 | 0.024579 | -1.0978 | -0.34236 | -1.8373 | 3.0046 | 0.48682 | -1.6331 | 0.53635 | -0.68705 | -1.4503 | 0.5431 | 0.02661 | -1.1404 | -0.52223 | -2.4766 | -1.9148 | -2.6606 | -3.5181 | -2.5131 | -1.9259 | -2.8432 | -3.1505 | -4.3342 | -4.3194 | -2.7463 | -3.2775 | -1.1227 | -1.9004 | -1.1196 | -1.4434 | -0.39475 | -0.45274 | -2.1599 | -2.0256 | -2.8695 | -3.621 | -2.9631 | -2.4131 | -3.4067 | -5.949 | -4.072 | -5.3571 | -4.7292 | -5.4836 | -2.0251 | -2.1338 | -1.086 | -2.5198 | -1.5541 | -2.0825 | -2.1266 | -0.86647 | -1.4405 | -1.7243 | -2.4688 | -1.7353 | -2.9491 | -2.0752 | -2.3479 | -3.4229 | -2.9827 | -3.6286 | -2.8451 | -2.2554 | -1.6408 | -2.4784 | -4.5911 | -2.4957 | -5.184 | -3.8166 | -3.2838 | -4.4848 | -3.9758 | -3.2855 | -6.4612 | -4.6158 | -4.6004 | -3.8206 | -3.6542 | -3.5208 | -3.3458 | -2.8406 | -2.1926 | -2.5243 | -3.8734 | -3.5344 | -3.4931 | -3.2507 | -4.719 | -1.6665 |  |  | -2.9304 | -3.1464 | -2.1507 | -2.5659 | -2.5044 | -1.9703 | -2.1591 | -4.2155 | -6.1576 | -4.8936 | -3.2818 | -4.2602 | -5.2629 | -5.2289 | -2.9502 | -4.0999 | -4.1988 | -2.8016 | -4.0216 | -3.2882 | -4.5394 | -2.1648 | -2.9247 | -2.815 | -2.565 | -1.4747 | -3.1337 | -1.8619 | -2.1619 | -2.938 | -0.15318 | -1.503 | -2.0172 | -1.8426 | -1.1927 | -2.6375 | -0.46483 | -1.6561 | -1.8376 | -2.2942 | -3.2736 | -3.0676 | 0.51165 | -1.3774 | -2.5123 | -1.9611 | -0.75546 | 0.080418 | -2.6396 | -2.1431 | -2.0744 | -2.2166 | -3.5088 | -0.71127 | -0.34918 | -0.14483 | -1.5194 | -2.13 | -4.0531 | -1.0166 | -0.79122 | -0.32457 | -1.0177 | -2.749 | -1.9886 | -0.41267 | -0.043627 | -0.13378 | -0.61135 | 0.10104 | -0.81781 | -2.2259 | -3.4778 | -3.4031 | -4.8937 | -2.0999 | -1.3578 | -3.3569 | -0.5394 | -1.9661 | -1.99 | -0.41614 | -2.301 | -2.3976 | -1.9466 | -1.5479 | -1.6567 | -3.2914 | -1.2792 |  | -2.4033 | -0.45215 | 0.59117 | -2.5292 | -1.978 | -3.7872 | -1.2693 | -3.0686 | -3.2113 | -0.79619 | -3.8902 | -2.974 | 0.64529 | -0.92115 | -1.0959 | -0.41314 | -1.7509 | -1.2778 | -2.2631 | -0.65985 | -1.7302 | -2.6146 | -1.3966 | -2.0869 | -1.1345 | 1.6934 | -1.7365 | -1.4737 | -0.54992 | -2.067 | -0.93374 | -0.43698 | -1.9569 | -1.0286 | -1.6509 | -1.5958 | -1.9977 | -0.50037 | -2.8673 | -2.1241 | 1.0095 | -0.91818 | 1.2692 | 0.45043 | -0.91579 | 1.781 | 1.2813 | -0.10291 | -3.0929 | -3.379 | -2.3754 | -3.7814 | -4.4164 | -5.9204 | 0.37726 | 0.0021608 | -0.62187 | 0.013148 | -3.3571 | -0.45829 | -3.0424 | -2.0901 | -3.0413 | -2.2745 | -1.4202 | -1.9832 | -0.69896 | 0.77592 | -1.2287 | -0.77955 | -0.42531 | 0.14527 | -1.6456 | -1.6441 | -1.432 | -1.1367 | -1.7036 | -2.3509 | -1.7716 | -1.8044 | -2.2003 | -2.1471 | -1.434 | -3.4947 | -3.0007 | -0.6455 | -2.8889 | -1.9888 | -3.1094 | -3.8381 | -2.8766 | -3.3001 | -1.7641 | -1.3437 | -1.7583 | -2.6776 | -1.0263 | -2.3474 | -1.8779 | -2.0439 | -1.5093 | -2.3951
5% | -2.825 | -2.8588 | -1.4183 | -3.0763 | -2.3509 | -2.9044 | -0.28064 | 0.036941 | -0.18282 | -0.90682 | -0.02253 | -0.19856 | -3.1194 | -1.8564 | 0.10891 | -3.1561 |  |  | -2.5428 | -1.6243 | -3.0366 | -2.4717 | -2.9499 | -1.4926 | -2.3085 | -4.6621 | -5.4272 | -5.223 | -3.1786 | -2.0152 | 4.2621 | 3.5853 | 3.0937 | 3.4402 | 3.426 | 4.2974 | -1.0615 | -1.1327 | -1.9738 | -1.5778 | -1.2507 | -1.6343 | -2.3656 | -2.4885 | -1.6263 | -2.9136 | -3.1778 | -2.82 | -1.5974 | -0.14339 | -0.82974 | -2.8942 | -1.0081 | -2.5739 | -2.6732 | -2.8947 | -5.3589 | -2.7783 | -3.2006 | -2.8064 | -4.4468 | -4.0179 | -3.6457 | -3.9257 | -3.5754 |  | -2.3253 | -2.1352 | -2.2756 | -1.2566 | -2.2866 | -2.329 | -6.4376 | -3.8496 | -3.7424 | -6.137 | -2.5982 | -3.2898 | -1.9875 | -2.3181 | -1.6773 | -2.2435 | -0.96031 |  | -1.0114 | -1.4807 | -2.2971 | -1.2777 | -1.1682 | -0.8279 | -0.58911 | -1.5696 | -2.0487 | -2.5846 | -0.41547 | -1.8531 | -1.7567 | -2.073 | -1.9479 | -3.4447 | -1.8904 | -2.4114 | -1.6023 | -1.5829 | -2.7472 | -2.4986 | -2.7376 | -2.395 | -0.68766 | 0.34327 | -0.46849 | -0.54471 | -1.0584 | -0.93889 | -3.2239 | -4.0713 | -3.762 | -2.8979 | -4.2366 | -3.135 | -2.9322 | -1.6259 | -4.5313 | -5.141 | -4.0689 | -5.0761 | -1.4825 | -1.6986 | -1.7179 | -2.0054 | -1.7455 | -0.43725 | -1.5534 | -3.2693 | -2.0382 | -1.724 | -2.5341 | -3.1438 | 4.3217 | 2.3737 | 2.6874 | 3.9752 | 2.1957 | 3.1397 | -1.7963 | -1.1473 | -3.8232 | -2.4697 | -2.9176 | -0.21689 | -1.5399 | -2.3807 | -2.7916 | -1.8945 | -2.4068 | -2.8759 | -3.0728 | -2.0572 | -4.2215 | -2.4237 | -2.2004 | -3.794 | -1.6692 | 0.11259 | -0.6939 | -1.9263 | -0.040462 | -1.5031 | -6.6294 | -5.9971 | -5.7009 | -4.6813 | -7.6398 | -7.1947 | -4.511 | -2.9469 | -2.9933 | -4.8393 | -4.9998 | -1.7028 | -4.5608 | -6.5737 | -6.3925 | -4.6414 | -5.6625 | -7.4172 | -7.9477 | -8.1695 | -8.1203 | -6.7335 | -5.1123 | -6.694 | -7.1257 | -6.5111 | -6.8333 | -5.9074 | -5.1075 | -4.6378 | -3.7243 | -5.574 | -4.2533 | -6.3912 | -5.9183 | -5.0485 | -6.2782 | -5.8377 | -6.9976 | -5.4059 | -5.5384 | -4.7826 | -4.3817 | -4.4053 | -4.8959 | -2.6883 | -3.6417 | -5.294 | -2.3207 | -1.5328 | -2.8665 | -1.5689 | -3.1005 | -1.9777 | -4.363 | -4.2581 | -2.6101 | -3.1289 | -2.6015 | -1.9408 | -2.145 | -3.5229 | -1.2998 | -1.413 | -1.6708 | -1.6801 | -0.33737 | -2.5475 | -3.2971 | -1.9248 | -2.9189 | -2.1678 | -2.7739 | -2.6939 | -1.3793 | -1.2174 | -0.41406 | -0.65963 | -1.6184 | -1.2858 | -2.8024 | -1.6697 | -0.73951 | -1.5923 | -1.0231 | -2.0624 | -2.055 | -0.66018 | -0.58699 | -1.2987 | -0.30452 | -1.4667 | 3.0614 | 0.61467 | -1.4088 | 0.4299 | -0.85113 | -1.3562 | 0.35049 | 0.056495 | -1.1343 | -0.58462 | -2.3764 | -1.7979 | -2.504 | -3.4047 | -2.2627 | -1.7578 | -2.8064 | -2.9049 | -3.9911 | -4.5068 | -2.5549 | -2.9353 | -1.0726 | -1.8921 | -1.0046 | -1.1765 | -0.52211 | -0.45254 | -1.9002 | -1.7871 | -2.7603 | -3.2452 | -2.7538 | -2.4372 | -3.5088 | -5.7344 | -3.9952 | -4.9775 | -4.3982 | -5.2442 | -2.1489 | -2.2216 | -1.0626 | -2.546 | -1.4263 | -2.1189 | -2.1229 | -0.98904 | -1.4159 | -1.8474 | -2.1761 | -1.6665 | -2.8498 | -1.9774 | -2.2612 | -3.3599 | -2.7487 | -3.294 | -2.8827 | -2.4245 | -1.7454 | -2.5122 | -4.4002 | -2.4569 | -4.9831 | -3.7701 | -2.8674 | -4.1337 | -3.7764 | -2.8374 | -5.9873 | -4.1661 | -4.3606 | -3.5036 | -3.2099 | -3.1851 | -2.8343 | -2.681 | -1.8932 | -2.1574 | -3.6054 | -3.3084 | -3.2336 | -2.7828 | -4.7265 | -1.3455 |  |  | -2.8391 | -3.3782 | -1.8076 | -2.5356 | -2.1725 | -1.794 | -2.1021 | -3.6388 | -5.8329 | -4.9069 | -3.3907 | -4.3427 | -4.9028 | -4.7154 | -2.4562 | -3.579 | -4.0531 | -2.5982 | -3.7607 | -2.8226 | -4.485 | -2.039 | -3.0944 | -2.7232 | -2.351 | -0.66117 | -2.7681 | -2.0383 | -1.501 | -2.7385 | -0.41961 | -1.3893 | -2.046 | -1.5829 | -1.2711 | -3.0626 | -0.66882 | -1.3864 | -1.8915 | -2.3182 | -3.36 | -2.9682 | 0.52166 | -1.2805 | -2.8688 | -2.0337 | -0.99197 | -0.43207 | -2.8226 | -2.241 | -2.5179 | -2.5147 | -3.6627 | -1.2384 | -0.78777 | -0.18397 | -1.4947 | -2.4688 | -4.2674 | -1.1961 | -0.98857 | -0.34771 | -1.1665 | -2.9293 | -2.1375 | -0.8276 | 0.096661 | -0.90449 | -0.62493 | -0.36299 | -1.118 | -2.5411 | -3.4641 | -3.78 | -4.6947 | -2.1392 | -2.0749 | -3.5513 | -1.0553 | -2.1708 | -1.8835 | -0.20074 | -2.2138 | -2.6267 | -1.9137 | -1.6672 | -1.5586 | -3.6391 | -1.2843 |  | -2.478 | -0.44807 | 0.86342 | -2.3268 | -2.0099 | -3.7833 | -1.2863 | -2.9948 | -3.225 | -0.62242 | -3.8727 | -3.322 | 0.61327 | -1.139 | -0.97496 | -0.30761 | -1.6159 | -1.1792 | -2.2315 | -0.39825 | -1.8133 | -2.4189 | -1.3781 | -2.1381 | -1.1302 | 1.821 | -1.8917 | -1.3369 | -0.87824 | -2.0317 | -1.19 | -0.30074 | -2.0743 | -1.0737 | -1.4791 | -1.5309 | -1.9212 | -0.37848 | -2.7816 | -2.0246 | 1.1382 | -0.86818 | 1.1957 | -0.085054 | -1.1594 | 1.5776 | 1.4558 | -0.24257 | -3.571 | -3.552 | -2.8427 | -4.0678 | -4.6404 | -6.4657 | 0.0091506 | -0.46395 | -0.95506 | -0.29107 | -3.5979 | -0.73746 | -3.1233 | -2.7457 | -3.1259 | -2.8634 | -1.9449 | -2.1885 | -1.1 | 0.17591 | -1.5637 | -0.98278 | -0.80181 | -0.14745 | -2.0226 | -1.8845 | -1.7743 | -1.6526 | -1.851 | -2.6809 | -2.147 | -2.1381 | -2.8443 | -2.4521 | -1.8935 | -3.9263 | -2.9159 | 0.091255 | -3.2661 | -2.0223 | -3.22 | -4.381 | -3.1789 | -3.361 | -2.1546 | -1.6249 | -2.0945 | -2.6219 | -1.4895 | -2.7321 | -1.8876 | -2.2221 | -1.8804 | -3.2085
6% | -2.7659 | -2.7395 | -1.5355 | -2.9768 | -2.1934 | -2.9786 | -0.65821 | 0.5541 | -0.12916 | -0.74291 | -0.4661 | -0.25092 | -2.61 | -1.4265 | 0.54675 | -2.801 |  |  | -2.2991 | -1.37 | -2.9809 | -2.2393 | -2.9898 | -1.1338 | -2.2234 | -4.2483 | -5.3387 | -4.7256 | -2.7385 | -1.4789 | 4.0656 | 3.6039 | 2.2006 | 3.5344 | 3.4003 | 4.1619 | -0.74261 | -0.90639 | -1.9287 | -1.3259 | -1.0416 | -1.1581 | -1.9707 | -2.2614 | -1.1814 | -2.6945 | -2.9081 | -2.6321 | -1.3954 | 0.025053 | -0.76529 | -2.7022 | -0.68607 | -2.4737 | -2.1874 | -2.5002 | -5.2079 | -2.3729 | -2.7918 | -2.6661 | -4.1998 | -3.6792 | -3.2821 | -3.7537 | -3.343 |  | -1.9795 | -1.9461 | -2.0886 | -1.097 | -2.0326 | -2.0803 | -6.035 | -3.6157 | -3.4644 | -5.7448 | -2.5814 | -2.9424 | -1.8484 | -2.0346 | -1.5685 | -2.0125 | -0.77389 |  | -0.44351 | -1.3036 | -2.209 | -1.0062 | -0.99354 | -0.80308 | -0.21185 | -1.1103 | -2.0224 | -2.2627 | -0.016821 | -1.7641 | -1.5045 | -1.6577 | -1.7799 | -3.0853 | -1.6889 | -2.0585 | -1.3307 | -1.2779 | -2.4221 | -2.1259 | -2.4892 | -1.946 | -0.29411 | 0.80757 | -0.11856 | -0.1531 | -0.90909 | -0.80891 | -2.931 | -3.8462 | -3.1266 | -2.1305 | -3.6342 | -2.6033 | -2.4145 | -0.72793 | -3.6544 | -4.4271 | -3.3232 | -4.4457 | -1.2146 | -1.0464 | -1.3865 | -1.6961 | -1.2007 | -0.36516 | -1.0444 | -2.7053 | -1.1519 | -1.0821 | -1.7092 | -2.5224 | 4.6763 | 2.5067 | 2.9512 | 4.3417 | 2.2265 | 3.218 | -0.96289 | -0.48177 | -3.7093 | -1.6734 | -2.1989 | 0.21886 | -1.0325 | -1.8341 | -2.1936 | -1.7248 | -1.9965 | -2.3087 | -2.2833 | -1.0379 | -3.554 | -1.6773 | -1.4789 | -3.4361 | -1.5245 | 0.17157 | -0.56967 | -2.032 | -1.056 | -1.2561 | -6.075 | -5.3013 | -5.3738 | -4.3387 | -7.4527 | -6.2337 | -4.303 | -3.0812 | -2.9342 | -4.4801 | -4.3316 | -1.5674 | -5.5566 | -6.3316 | -5.8694 | -4.4375 | -5.3561 | -7.0319 | -8.2624 | -8.2518 | -7.836 | -6.682 | -5.8342 | -6.5855 | -7.203 | -7.3699 | -6.9555 | -6.5875 | -7.2283 | -4.4126 | -3.4563 | -5.2677 | -4.1349 | -6.3442 | -5.6811 | -4.8474 | -6.1574 | -5.3681 | -6.7769 | -4.6207 | -5.4051 | -4.3795 | -4.3996 | -4.0541 | -4.3919 | -2.4077 | -3.3633 | -5.0308 | -2.1229 | -1.2917 | -2.5058 | -1.3969 | -2.8317 | -1.861 | -4.0096 | -3.9556 | -2.3101 | -2.763 | -2.366 | -1.9127 | -1.9539 | -3.3835 | -1.0505 | -1.0872 | -1.782 | -1.6025 | -0.41225 | -2.5052 | -3.1011 | -1.8044 | -2.7849 | -2.2458 | -2.2346 | -2.1811 | -1.1887 | -1.2971 | -0.14611 | -0.52841 | -1.329 | -1.4908 | -2.5348 | -1.5617 | -0.53173 | -1.8105 | -1.2366 | -2.1122 | -1.9664 | -0.88548 | -0.71678 | -1.2174 | -0.012914 | -0.88089 | 3.3599 | 0.96851 | -0.93032 | 0.5356 | -0.99213 | -1.113 | 0.32869 | 0.20012 | -0.91101 | -0.43991 | -2.1458 | -1.5433 | -2.221 | -3.0601 | -1.8421 | -1.5167 | -2.3706 | -2.6084 | -3.5135 | -4.4378 | -2.3109 | -2.6264 | -0.8165 | -1.6008 | -0.69817 | -0.79541 | -0.46572 | -0.27807 | -1.5814 | -1.3144 | -2.3729 | -2.7113 | -2.4081 | -2.3213 | -3.3128 | -5.2814 | -3.6933 | -4.5498 | -3.8595 | -4.7965 | -1.974 | -1.9607 | -0.91054 | -2.3608 | -1.0735 | -1.9996 | -1.9255 | -0.83676 | -1.2649 | -1.6493 | -1.5579 | -1.3486 | -2.5704 | -1.6516 | -2.1167 | -3.0763 | -2.382 | -2.7733 | -2.6538 | -2.1621 | -1.6523 | -2.4021 | -3.9208 | -2.1164 | -4.5155 | -3.4186 | -2.2474 | -3.5493 | -3.4128 | -2.316 | -5.2126 | -3.482 | -3.7407 | -2.9234 | -2.8141 | -2.7136 | -2.2035 | -2.3215 | -1.5798 | -1.6418 | -3.1206 | -3.2785 | -2.8138 | -2.2276 | -4.3808 | -0.84754 |  |  | -2.4581 | -3.2445 | -1.4301 | -2.2303 | -1.5671 | -1.328 | -1.7241 | -2.867 | -5.264 | -4.4175 | -3.1455 | -4.1332 | -4.3799 | -3.9322 | -1.7984 | -2.9091 | -3.6887 | -2.2875 | -3.2564 | -2.1138 | -4.1679 | -1.7291 | -2.8791 | -2.4021 | -1.9233 | 0.25912 | -2.1096 | -1.8836 | -0.62982 | -2.2269 | -0.48971 | -0.93403 | -1.8907 | -1.1769 | -0.8512 | -2.9486 | -0.65892 | -1.0097 | -1.7023 | -2.2164 | -2.989 | -2.642 | 0.69761 | -1.0937 | -2.7761 | -1.7843 | -0.99497 | -0.4472 | -2.8758 | -2.1164 | -2.6227 | -2.5151 | -3.814 | -1.8376 | -1.0908 | -0.025753 | -1.1831 | -2.6056 | -4.0925 | -1.25 | -1.0223 | -0.16201 | -1.0776 | -2.8193 | -2.0676 | -1.1743 | 0.45352 | -1.304 | -0.36269 | -0.34543 | -1.1532 | -2.686 | -3.1968 | -3.8014 | -4.253 | -1.9002 | -2.1894 | -3.4574 | -1.3866 | -2.1603 | -1.4208 | 0.11775 | -1.8256 | -2.7272 | -1.7286 | -1.5433 | -1.2115 | -3.7036 | -1.2535 |  | -2.4031 | -0.27598 | 1.2726 | -1.9578 | -1.8215 | -3.5127 | -2.7535 | -3.18 | -3.139 | -0.42383 | -3.8848 | -3.2649 | 0.61244 | -1.1333 | -0.55809 | -0.098462 | -1.3682 | -1.1004 | -1.9964 | 0.036448 | -1.7753 | -1.9115 | -1.1975 | -2.0133 | -0.93858 | 2.0815 | -2.0188 | -1.004 | -0.52814 | -1.7117 | -1.3864 | 0.065069 | -1.8347 | -0.89997 | -1.1314 | -1.3322 | -1.7013 | -0.11017 | -2.4754 | -1.6582 | 1.4613 | -0.6351 | 1.5933 | -0.1606 | -0.90206 | 1.8989 | 1.7836 | -0.02074 | -3.9001 | -3.5491 | -3.5983 | -4.062 | -4.7902 | -6.5761 | -0.31092 | -0.56212 | -1.0503 | -0.28885 | -3.5466 | -0.71986 | -3.0535 | -2.7964 | -2.8758 | -3.2104 | -2.6673 | -2.3407 | -1.1344 | 0.058428 | -1.6649 | -1.0046 | -1.1672 | -0.237 | -2.3382 | -1.8486 | -1.6677 | -1.771 | -1.9782 | -3.1008 | -2.194 | -2.089 | -2.9985 | -2.5143 | -2.3725 | -4.0181 | -2.4984 | 0.81773 | -3.1533 | -2.073 | -3.1817 | -4.6366 | -3.2337 | -2.8554 | -2.2275 | -1.6879 | -2.2129 | -2.4484 | -1.7956 | -2.4939 | -1.6383 | -2.1358 | -2.4814 | -3.5299
7% | -2.4738 | -2.5383 | -1.5569 | -2.7472 | -1.8835 | -2.8059 | -0.73981 | 1.1435 | 0.11343 | -0.45407 | -0.10918 | -0.0086485 | -1.9786 | -0.79069 | 1.1387 | -2.2871 |  |  | -2.0525 | -0.95934 | -2.7246 | -1.8297 | -2.9089 | -0.66958 | -2.1792 | -3.6507 | -5.0555 | -4.1023 | -2.125 | -0.84021 | 2.8876 | 3.8215 | 1.3641 | 3.7322 | 3.5802 | 4.2393 | -0.35647 | -0.55766 | -1.6538 | -0.94174 | -0.8725 | -0.60544 | -1.4111 | -1.8366 | -0.57511 | -2.3502 | -2.5492 | -2.3214 | -1.0795 | 0.335 | -0.70121 | -2.3299 | -0.24924 | -2.2469 | -1.5322 | -1.9056 | -4.8113 | -1.7917 | -2.2046 | -2.231 | -3.6527 | -3.1217 | -2.6936 | -3.0141 | -2.8484 |  | -1.469 | -1.592 | -1.7861 | -0.80428 | -1.5543 | -1.6933 | -5.4396 | -3.0237 | -3.0392 | -5.0457 | -2.362 | -2.4442 | -1.569 | -1.5809 | -1.1832 | -1.424 | -0.48397 |  | 0.10087 | -1.0938 | -1.6926 | -0.59349 | -0.7824 | -0.56207 | 0.37682 | -0.41647 | -1.7987 | -1.7625 | 0.61828 | -1.5013 | -1.1371 | -1.0974 | -1.396 | -2.4968 | -1.2237 | -1.5091 | -0.86174 | -0.79634 | -1.8723 | -1.5579 | -1.9705 | -1.3304 | 0.19289 | 1.4178 | 0.34014 | 0.46843 | -0.55519 | -0.49757 | -2.5268 | -3.29 | -2.3188 | -1.1239 | -2.843 | -1.8866 | -1.782 | 0.28842 | -2.49 | -3.4649 | -2.2909 | -3.5104 | -0.94951 | -0.2476 | -0.8503 | -1.1825 | -0.52464 | 0.078141 | -0.34451 | -2.035 | 0.059431 | -0.44324 | -0.71558 | -1.9381 | 5.2285 | 2.8584 | 3.4039 | 4.9131 | 2.6354 | 3.4666 | 0.015673 | 0.45683 | -3.1414 | -0.71581 | -1.2715 | 0.91339 | -0.45118 | -1.0148 | -1.487 | -1.3504 | -1.4813 | -1.6559 | -1.327 | 0.10092 | -2.6433 | -0.82078 | -0.54861 | -2.8816 | -1.1721 | 0.40196 | -3.1608 | -1.5941 | -2.3793 | -0.67977 | -5.2819 | -4.3406 | -4.7383 | -3.8185 | -6.7453 | -5.3242 | -3.9151 | -2.6409 | -5.0966 | -4.0267 | -3.5656 | -1.3005 | -6.1627 | -5.8661 | -5.2513 | -3.966 | -5.1586 | -6.4093 | -8.1636 | -7.6749 | -7.7578 | -5.9894 | -6.3695 | -6.235 | -7.229 | -6.7839 | -6.6079 | -6.0723 | -7.0342 | -4.3463 | -2.7689 | -4.778 | -3.5521 | -5.4881 | -5.3397 | -4.1587 | -5.6863 | -4.6377 | -6.0372 | -3.9171 | -4.6941 | -3.3898 | -3.7016 | -3.5557 | -3.8263 | -1.8507 | -2.8227 | -4.5084 | -1.6781 | -0.84907 | -1.8992 | -1.0155 | -2.2231 | -1.5045 | -3.3948 | -3.5037 | -1.8432 | -2.157 | -1.9599 | -1.5997 | -1.6031 | -2.9084 | -0.63349 | -0.58056 | -1.6949 | -1.2226 | -0.36205 | -2.2709 | -2.5632 | -1.4848 | -2.4394 | -2.132 | -1.535 | -1.485 | -0.6917 | -1.1013 | 0.22132 | -0.24523 | -0.91525 | -1.5595 | -2.0896 | -1.2238 | -0.12312 | -1.7174 | -1.3529 | -1.8519 | -1.6975 | -0.89252 | -0.69505 | -0.9708 | 0.4165 | -0.19471 | 3.8213 | 1.488 | -0.29054 | 0.83231 | -0.89399 | -0.6288 | 0.50425 | 0.46226 | -0.53114 | -0.17136 | -1.8683 | -1.0456 | -1.707 | -2.5346 | -1.271 | -1.1638 | -1.7924 | -1.9526 | -2.8436 | -4.0877 | -1.7473 | -1.9921 | -0.39714 | -1.161 | -0.28851 | -0.35958 | -0.25807 | 0.034622 | -1.0771 | -0.69914 | -1.8544 | -1.9656 | -1.9035 | -1.9386 | -3.038 | -4.615 | -3.2872 | -3.9277 | -3.0204 | -4.1665 | -1.502 | -1.5611 | -0.55719 | -1.9484 | -0.54454 | -1.614 | -1.4515 | -0.59169 | -0.89904 | -1.2981 | -0.98451 | -0.86743 | -2.1398 | -1.2063 | -1.6961 | -2.6344 | -1.8983 | -2.1263 | -2.3108 | -1.7682 | -1.4102 | -2.0606 | -3.344 | -1.6206 | -3.8238 | -2.819 | -1.5079 | -2.7269 | -2.7621 | -1.6394 | -4.2044 | -2.6111 | -2.9271 | -2.4966 | -1.982 | -2.0758 | -1.3504 | -1.9232 | -1.0382 | -1.1565 | -2.4459 | -2.7763 | -2.2607 | -1.458 | -3.7913 | -0.39986 |  |  | -1.8157 | -3.0792 | -0.71214 | -1.5994 | -0.78075 | -0.64532 | -1.2019 | -2.0383 | -4.4948 | -3.7903 | -2.7157 | -3.6522 | -3.6644 | -2.9605 | -0.98838 | -2.106 | -3.032 | -1.7876 | -2.5776 | -1.2593 | -3.597 | -1.2534 | -2.4196 | -1.8492 | -1.229 | 1.2924 | -1.3028 | -1.6566 | 0.38199 | -1.4476 | -0.43742 | -0.40952 | -1.4531 | -0.61124 | -0.30594 | -2.6058 | -0.55944 | -0.39827 | -1.245 | -1.7873 | -2.4369 | -2.125 | 0.79814 | -0.62192 | -2.5338 | -1.2695 | -0.77663 | -0.060446 | -2.6899 | -1.7354 | -2.5519 | -2.2359 | -3.5108 | -1.9611 | -1.0541 | 0.26835 | -0.6841 | -2.534 | -3.8472 | -1.2665 | -0.80048 | 0.2502 | -0.83098 | -2.3347 | -1.8023 | -1.1552 | 0.95944 | -1.2248 | 0.12752 | -0.046567 | -0.91058 | -2.684 | -2.7088 | -3.6261 | -3.5623 | -1.563 | -2.3124 | -3.1723 | -1.3528 | -1.901 | -0.80678 | 0.71732 | -1.2214 | -2.4159 | -1.4373 | -1.802 | -0.75451 | -3.5759 | -1.0644 |  | -2.1713 | 0.037307 | 1.786 | -1.4143 | -1.5159 | -3.1228 | -3.2427 | -3.0218 | -2.8849 | -0.3164 | -3.698 | -3.016 | 0.72204 | -0.95295 | -0.027077 | 0.18048 | -1.1018 | -0.81474 | -1.6582 | 0.58884 | -1.6617 | -1.2531 | -0.96447 | -1.6721 | -0.73281 | 2.4971 | -1.4362 | -0.62616 | -0.018876 | -1.1458 | -1.2791 | 0.49402 | -1.5077 | -0.45882 | -0.56111 | -1.0351 | -1.274 | 0.31139 | -1.9884 | -1.1911 | 1.702 | -0.30776 | 1.8977 | 0.24061 | -0.45012 | 2.2944 | 2.1869 | 0.30941 | -4.1637 | -3.3576 | -3.8964 | -3.892 | -4.3207 | -6.4943 | -0.17 | -0.39218 | -1.0513 | -0.50787 | -3.0777 | -0.69749 | -2.7941 | -2.7512 | -2.3517 | -3.4861 | -2.8116 | -2.3575 | -1.125 | 0.16633 | -1.6662 | -1.0068 | -1.3622 | -0.32653 | -2.4258 | -2.0345 | -1.4069 | -2.0217 | -1.7272 | -3.3116 | -2.3083 | -2.0351 | -3.0105 | -2.2048 | -2.6435 | -3.741 | -1.8703 | 1.5663 | -3.0141 | -1.8081 | -2.9143 | -4.4815 | -2.9887 | -2.3224 | -2.0568 | -1.7262 | -2.0758 | -2.2141 | -1.8085 | -2.153 | -1.2399 | -1.8812 | -2.6395 | -3.577
8% | -2.055 | -2.2153 | -1.3773 | -2.3544 | -1.4895 | -2.4688 | -0.55785 | 1.8013 | 0.62532 | -0.26875 | 0.30897 | 0.084813 | -1.3155 | -0.11503 | 1.901 | -1.7109 |  |  | -1.4731 | -0.4543 | -2.1851 | -1.3804 | -2.5512 | -0.02873 | -2.0179 | -2.9638 | -4.6166 | -3.433 | -1.4352 | -0.151 | 2.1028 | 3.1726 | 1.4391 | 3.4873 | 3.9388 | 3.4876 | 0.15108 | -0.17812 | -1.2821 | -0.41506 | -0.16702 | -0.029045 | -0.76649 | -1.3518 | 0.11856 | -1.8998 | -2.2539 | -1.8527 | -0.63761 | 0.74507 | -0.18647 | -1.8365 | 0.35482 | -1.9054 | -0.69096 | -1.0849 | -4.2021 | -1.0294 | -1.4777 | -1.7007 | -3.0074 | -2.4494 | -1.9604 | -2.3402 | -2.1695 |  | -0.80545 | -1.0032 | -1.2683 | -0.39592 | -0.88686 | -0.96478 | -4.6079 | -2.3054 | -2.2926 | -4.1523 | -2.0982 | -1.6936 | -1.1445 | -0.9729 | -0.8766 | -0.65865 | -0.27864 |  | 0.79545 | -0.61822 | -1.0201 | -0.032197 | -0.21891 | -0.18005 | 1.0973 | 0.42173 | -1.3819 | -1.0587 | 1.3491 | -1.0024 | -0.63975 | -0.40347 | -0.80965 | -1.6761 | -0.48971 | -0.78342 | -0.29055 | -0.11969 | -1.0824 | -0.85635 | -1.3049 | -0.5604 | 0.73072 | 2.1674 | 0.96552 | 1.2662 | 0.011041 | 0.011702 | -1.8009 | -2.5424 | -1.3899 | 0.01778 | -1.8905 | -0.9459 | -1.0466 | 1.3965 | -1.1847 | -2.3641 | -1.067 | -2.2828 | -0.5951 | 0.65233 | -0.21851 | -0.51829 | 0.2409 | 0.65946 | 0.57184 | -1.2269 | 1.176 | 0.34131 | 0.35317 | -1.165 | 5.9131 | 3.4112 | 4.0152 | 5.742 | 3.2384 | 3.9225 | 1.1182 | 1.5353 | -2.3293 | 0.40753 | -0.23868 | 1.7227 | 0.28206 | -0.065933 | -0.50623 | -0.81553 | -0.63118 | -0.81559 | -0.20577 | 1.243 | -1.6037 | 0.14863 | 0.40307 | -2.1253 | -0.60532 | 0.65091 | -2.5405 | -0.96823 | -1.761 | -0.14529 | -4.4182 | -3.4898 | -3.9479 | -3.1144 | -5.8955 | -4.342 | -3.3773 | -2.004 | -4.4722 | -3.34 | -2.524 | -2.9831 | -5.2915 | -5.3799 | -4.5156 | -3.1996 | -4.0315 | -5.5795 | -8.1857 | -7.17 | -6.6285 | -5.251 | -6.7182 | -5.7257 | -7.6017 | -6.1144 | -6.2512 | -5.5899 | -6.6085 | -4.0926 | -2.2191 | -4.0244 | -3.0992 | -4.969 | -4.5282 | -3.4513 | -5.104 | -3.8416 | -5.2885 | -3.0099 | -4.0896 | -2.5506 | -3.055 | -2.793 | -3.03 | -1.1475 | -2.0486 | -3.8193 | -1.0503 | -0.24416 | -1.1018 | -0.46687 | -1.3707 | -0.98843 | -2.5789 | -2.9165 | -1.1666 | -1.4079 | -1.3585 | -1.1913 | -1.055 | -2.1965 | -0.056893 | 0.065074 | -1.3801 | -0.65766 | -0.21642 | -1.8638 | -1.8745 | -0.94337 | -1.9387 | -1.6275 | -0.74588 | -0.68122 | -0.036354 | -0.67287 | 0.69453 | 0.12554 | -0.36275 | -1.3171 | -1.461 | -0.69836 | 0.44499 | -1.3799 | -1.2715 | -1.5017 | -1.2609 | -0.67003 | -0.46234 | -0.48594 | 1.0345 | 0.61131 | 4.4744 | 2.1142 | 0.48038 | 1.3161 | -0.61921 | -0.048565 | 0.80735 | 0.82848 | -0.045126 | 0.23912 | -1.4235 | -0.50372 | -1.1213 | -1.8493 | -0.58393 | -0.71138 | -1.1159 | -1.1723 | -2.073 | -3.5866 | -1.0496 | -1.4019 | 0.11956 | -0.51262 | 0.27711 | 0.28715 | 0.035344 | 0.44492 | -0.43515 | 0.044402 | -1.1629 | -1.0551 | -1.2367 | -1.4252 | -2.5133 | -3.7906 | -2.7043 | -3.1483 | -2.2032 | -3.378 | -0.87633 | -0.98187 | -0.064092 | -1.3339 | 0.11368 | -1.0604 | -0.98867 | -0.17486 | -0.34385 | -0.78058 | -0.19074 | -0.29613 | -1.5433 | -0.63693 | -1.0719 | -2.019 | -1.2592 | -1.3632 | -1.7227 | -1.321 | -0.99388 | -1.6903 | -2.551 | -1.0055 | -3.0206 | -2.0344 | -0.67321 | -1.8125 | -1.9493 | -0.98597 | -3.0983 | -1.6165 | -2.0289 | -1.6185 | -0.98134 | -1.3203 | -0.3204 | -1.3894 | -0.26563 | -0.41853 | -1.6913 | -2.1359 | -1.5659 | -0.5772 | -2.989 | 0.38575 |  |  | -0.99276 | -2.6822 | 0.24616 | -0.77618 | 0.18302 | 0.086361 | -0.50064 | -0.96341 | -3.5583 | -3.313 | -2.0853 | -2.9027 | -2.7854 | -1.925 | -0.045936 | -1.1841 | -2.1385 | -0.98466 | -1.7587 | -0.25679 | -2.8764 | -0.65363 | -1.8097 | -1.1329 | -0.28852 | 2.4268 | -0.30729 | -1.0913 | 1.5103 | -0.51132 | -0.056404 | 0.30533 | -0.8329 | 0.16631 | 0.37754 | -2.0708 | -0.045811 | 0.3146 | -0.71401 | -1.2313 | -1.6838 | -1.4478 | 1.4259 | 0.2539 | -1.9919 | -0.58429 | -0.30689 | 0.52478 | -2.2714 | -1.3112 | -2.3205 | -1.8901 | -3.0266 | -1.8189 | -0.81308 | 0.79443 | -0.053673 | -2.2102 | -3.2645 | -0.87163 | -0.37981 | 0.75708 | -0.38199 | -1.7067 | -1.2991 | -0.90346 | 1.6533 | -0.96769 | 0.75385 | 0.49672 | -0.48437 | -2.3063 | -2.0212 | -3.3992 | -2.8375 | -0.99833 | -2.2257 | -2.6885 | -1.173 | -1.5155 | -0.059564 | 1.4867 | -0.44722 | -1.9814 | -0.94558 | -1.3538 | -0.15304 | -3.0486 | -0.54728 |  | -1.7852 | 0.4332 | 2.4178 | -0.72 | -1.3505 | -2.5948 | -2.7151 | -2.5203 | -2.4914 | 0.13361 | -3.2988 | -2.7828 | 1.0627 | -0.63919 | 0.56263 | 0.65819 | -0.78562 | -0.17195 | -1.2591 | 1.2447 | -1.2089 | -0.51453 | -0.51582 | -1.197 | -0.19212 | 2.7073 | -0.70406 | -0.013069 | 0.50197 | -0.52883 | -1.0403 | 1.0821 | -0.98189 | 0.059992 | 0.12908 | -0.55193 | -0.87145 | 0.90092 | -1.3797 | -0.7773 | 2.2029 | 0.22217 | 2.4107 | 0.77718 | 0.10248 | 2.8607 | 2.8256 | 0.76787 | -3.9263 | -2.8689 | -3.6548 | -3.6203 | -3.7055 | -6.2859 | 0.065035 | -0.12336 | -0.62485 | -0.36816 | -2.4884 | -0.34223 | -2.3986 | -2.4295 | -1.6829 | -3.4446 | -2.7117 | -2.0806 | -0.9784 | 0.16948 | -1.3465 | -0.77067 | -1.0638 | 0.10017 | -2.0944 | -1.8201 | -0.86222 | -1.8473 | -1.523 | -3.0583 | -2.114 | -1.5866 | -2.8221 | -1.9467 | -2.4444 | -3.4241 | -1.0825 | 2.173 | -2.7549 | -1.3433 | -2.5867 | -4.1387 | -2.5826 | -1.5639 | -1.7596 | -1.5131 | -1.7816 | -1.6509 | -1.6991 | -1.689 | -0.80449 | -1.6537 | -2.6256 | -3.4926
9% | -1.5359 | -1.7252 | -1.0267 | -1.9132 | -0.97079 | -2.0482 | -0.45311 | 2.4949 | 1.2253 | 0.033488 | 0.97166 | 0.29197 | -0.59791 | 0.61738 | 2.5949 | -1.0903 |  |  | -0.71813 | 0.13975 | -1.6734 | -0.83574 | -2.0663 | 0.67438 | -1.1144 | -2.1859 | -4.0089 | -2.748 | -0.72043 | 0.60225 | 2.5452 | 3.1141 | 2.1631 | 3.7564 | 3.4043 | 3.485 | 0.77452 | 0.385 | -0.77292 | 0.14544 | 0.36456 | 0.60849 | -0.036973 | -0.76152 | 0.97686 | -1.2545 | -1.6841 | -1.3165 | -0.10542 | 1.2033 | 0.21699 | -1.2588 | 0.99255 | -1.4061 | 0.27273 | -0.16644 | -3.5266 | -0.16376 | -0.56971 | -1.0347 | -2.141 | -1.5963 | -1.0675 | -1.5674 | -1.3514 |  | -0.01189 | -0.28291 | -0.57966 | 0.18904 | -0.050649 | -0.069171 | -3.5219 | -1.4729 | -1.4453 | -2.9719 | -1.5078 | -0.77801 | -0.43534 | -0.25793 | -0.19732 | 0.31821 | 0.46526 |  | 1.6089 | -0.019091 | -0.222 | 0.70947 | 0.36264 | 0.3663 | 1.8842 | 1.3624 | -0.77063 | -0.23142 | 2.0798 | -0.30585 | -0.0033898 | 0.42332 | -0.035649 | -0.69422 | 0.41031 | 0.081482 | 0.38373 | 0.66247 | -0.23787 | 0.071474 | -0.5371 | 0.33879 | 1.5258 | 3.0466 | 1.7049 | 2.1817 | 0.75091 | 0.71931 | -0.95843 | -1.5969 | -0.42949 | 1.2256 | -0.67912 | 0.13632 | -0.15939 | 2.6388 | 0.16405 | -1.2088 | 0.19733 | -1.0007 | 0.11037 | 1.6809 | 0.63793 | 0.26328 | 1.1991 | 1.4419 | 1.559 | -0.18552 | 2.3119 | 1.1043 | 1.4276 | -0.23676 | 6.7387 | 4.1595 | 4.8071 | 6.6715 | 3.9858 | 4.5276 | 2.2499 | 2.6737 | -1.3464 | 1.5863 | 0.96314 | 2.7548 | 1.1789 | 0.99085 | 0.57967 | -0.078584 | 0.29428 | 0.16947 | 1.0102 | 2.4812 | -0.45747 | 1.1679 | 1.478 | -1.2013 | 0.095582 | 1.2257 | -1.5991 | -0.25387 | -0.94951 | -1.3402 | -3.3611 | -2.6161 | -3.0797 | -2.3691 | -4.7915 | -3.1391 | -2.7779 | -1.239 | -3.6995 | -2.5671 | -1.783 | -3.3175 | -4.3669 | -4.4625 | -3.7593 | -2.09 | -2.9925 | -4.362 | -7.3074 | -6.4841 | -5.7783 | -4.4704 | -6.9062 | -5.0216 | -6.8381 | -5.3025 | -5.6531 | -4.9766 | -5.9738 | -4.7221 | -1.4905 | -3.0784 | -2.2721 | -4.2502 | -3.9085 | -2.5856 | -4.3784 | -2.8788 | -4.3698 | -2.0323 | -3.276 | -1.6445 | -2.2661 | -1.8384 | -2.1132 | -0.24907 | -1.068 | -2.921 | -0.3079 | 0.49077 | -0.13379 | 0.24536 | -0.52673 | -0.35834 | -1.6733 | -2.1594 | -0.4649 | -0.5629 | -0.68591 | -0.66659 | -0.38879 | -1.3897 | 0.64092 | 0.93951 | -0.89584 | 0.064489 | 0.050462 | -1.3547 | -1.0292 | -0.27633 | -1.2945 | -0.9778 | 0.15544 | 0.19183 | 0.73974 | -0.020555 | 1.1896 | 0.68448 | 0.30161 | -0.89945 | -0.6347 | -0.059591 | 1.0925 | -0.72958 | -1.019 | -0.9106 | -0.68693 | -0.23851 | -0.027308 | 0.11864 | 1.7702 | 1.4742 | 5.2699 | 2.8535 | 1.3458 | 1.8704 | -0.22264 | 0.60713 | 1.3128 | 1.2066 | 0.54102 | 0.84514 | -0.88946 | 0.18779 | -0.41301 | -1.1575 | 0.19286 | -0.14475 | -0.32766 | -0.29938 | -1.2311 | -2.9819 | -0.26382 | -0.60916 | 0.68029 | 0.19376 | 0.93339 | 0.99057 | 0.49696 | 0.93847 | 0.28177 | 0.91695 | -0.30755 | -0.028627 | -0.49885 | -0.75034 | -1.7524 | -2.8727 | -1.9581 | -2.2501 | -1.3284 | -2.459 | -0.37616 | -0.28043 | 0.52739 | -0.59186 | 0.88322 | -0.39104 | -0.33575 | 0.37792 | 0.30336 | -0.13704 | 0.61381 | 0.44952 | -0.81613 | 0.15389 | -0.39516 | -1.2132 | -0.45166 | -0.52785 | -0.97849 | -0.71242 | -0.42125 | -1.2258 | -1.7524 | -0.23308 | -2.0864 | -0.88017 | 0.22855 | -0.37003 | -0.9565 | -0.14212 | -1.8901 | -0.54268 | -1.0016 | -0.61864 | 0.080811 | -0.51249 | 0.79262 | -0.5793 | 0.59356 | 0.52579 | -0.84482 | -1.4013 | -0.7262 | 0.46263 | -2.0592 | 1.3487 |  |  | -0.031028 | -1.9361 | 1.1764 | 0.19957 | 1.23 | 1.1357 | 0.41041 | 0.13676 | -2.4656 | -2.4097 | -1.3368 | -2.0263 | -1.8511 | -0.76245 | 0.93964 | -0.18926 | -1.1155 | -0.05975 | -0.82577 | 0.89772 | -1.9454 | 0.077873 | -0.93272 | -0.34486 | 0.8057 | 3.5633 | 0.71901 | -0.26546 | 2.6691 | 0.53196 | 0.38312 | 1.0351 | -0.097397 | 0.92073 | 1.2109 | -1.3786 | 0.47554 | 1.07 | -0.012559 | -0.5053 | -0.77185 | -0.67901 | 2.1059 | 1.2604 | -1.2844 | 0.2271 | 0.30667 | 1.2062 | -1.7617 | -0.47568 | -1.8647 | -1.353 | -2.3671 | -1.487 | -0.43419 | 1.4119 | 0.69714 | -1.7099 | -2.4409 | -0.35193 | 0.22211 | 1.3938 | 0.1711 | -0.85979 | -0.57505 | -0.48923 | 2.4555 | -0.59666 | 1.4897 | 1.1821 | 0.15831 | -1.7259 | -1.2083 | -2.9195 | -1.9326 | -0.4056 | -1.6496 | -2.0443 | -0.75883 | -0.94919 | 0.76355 | 2.3863 | 0.31483 | -1.3796 | -0.40501 | -0.88873 | 0.51925 | -2.4254 | 0.04068 |  | -1.2429 | 0.91388 | 3.0733 | 0.067021 | -0.94802 | -1.9906 | -2.0586 | -1.8941 | -1.9865 | 0.83898 | -2.7939 | -2.3173 | 1.5583 | -0.20314 | 1.2147 | 1.2924 | -0.18032 | 0.42278 | -0.72377 | 1.9968 | -0.65744 | 0.32274 | 0.1584 | -0.62741 | 0.45551 | 3.2577 | 0.070921 | 0.74193 | 1.1528 | 0.24228 | -0.63048 | 1.8312 | -0.28271 | 0.74595 | 0.87693 | 0.079291 | -0.25691 | 1.5591 | -0.6391 | -0.082904 | 2.7898 | 0.84446 | 2.949 | 1.4465 | 0.71126 | 3.487 | 3.4334 | 1.3292 | -3.6967 | -2.08 | -3.3872 | -3.2028 | -2.9846 | -5.692 | 0.56786 | 0.30944 | -0.1275 | -0.02998 | -1.769 | 0.071432 | -1.9245 | -2.0023 | -0.84719 | -3.2484 | -2.5869 | -1.7878 | -0.45144 | 0.41691 | -1.101 | -0.18996 | -0.61577 | 0.63312 | -1.4627 | -1.4546 | -0.4732 | -1.4023 | -0.95493 | -2.6757 | -1.687 | -1.2034 | -2.313 | -1.5234 | -2.3185 | -3.0226 | -0.12836 | 2.9733 | -2.2813 | -0.70281 | -2.0755 | -3.6834 | -1.8761 | -0.70946 | -1.2781 | -1.1736 | -1.367 | -1.0521 | -1.1966 | -1.0472 | -0.13822 | -1.1694 | -2.4876 | -3.243
10% | -0.89058 | -1.197 | -0.7953 | -1.3408 | -0.35772 | -1.5768 | -0.16339 | 3.1924 | 1.906 | 0.69136 | 1.6424 | 0.87992 | 0.083691 | 1.3825 | 3.3444 | -0.41203 |  |  | 0.046902 | 0.77766 | -1.052 | -0.011813 | -1.4508 | 1.3728 | -0.40478 | -1.3483 | -3.3647 | -1.9834 | 0.048218 | 1.3655 | 3.1005 | 3.728 | 2.7612 | 4.2337 | 3.7064 | 3.9879 | 1.6423 | 1.0322 | -0.23604 | 0.85734 | 0.98078 | 1.3199 | 0.72089 | -0.079106 | 1.7729 | -0.65276 | -0.89907 | -0.75053 | 0.53703 | 1.7228 | 0.6739 | -0.60858 | 1.6609 | -0.86149 | 1.2791 | 0.84943 | -2.6797 | 0.7562 | 0.34607 | -0.19721 | -1.1751 | -0.70002 | -0.084869 | -0.67473 | -0.41508 |  | 0.82096 | 0.51886 | 0.23641 | 0.92849 | 0.81478 | 0.86039 | -2.6442 | -0.52335 | -0.46478 | -1.8132 | -0.90902 | 0.18463 | 0.27228 | 0.64608 | 0.53821 | 1.21 | 1.0813 |  | 2.5825 | 0.62889 | 0.56646 | 1.4955 | 1.0284 | 0.96719 | 2.814 | 2.3332 | -0.102 | 0.63029 | 2.9367 | 0.56522 | 0.72615 | 1.3286 | 0.89607 | 0.29454 | 1.4809 | 0.98987 | 1.2551 | 1.6061 | 0.7383 | 1.0616 | 0.29682 | 1.3863 | 2.3523 | 3.9828 | 2.5331 | 3.0614 | 1.5787 | 1.5379 | -0.053113 | -0.50058 | 0.56469 | 2.3885 | 0.47668 | 1.2937 | 0.83459 | 3.9263 | 1.5504 | 0.030558 | 1.4034 | 0.19335 | 0.81845 | 2.7953 | 1.5672 | 1.2186 | 2.2582 | 2.4288 | 2.5692 | 0.94919 | 3.4152 | 2.1058 | 2.4668 | 0.79806 | 7.6536 | 5.0456 | 5.6382 | 7.6762 | 4.9037 | 5.273 | 3.2949 | 3.8127 | -0.13781 | 2.9666 | 2.1496 | 3.9417 | 2.1349 | 2.1063 | 1.6573 | 0.80589 | 1.3827 | 1.1372 | 2.1812 | 3.6119 | 0.88274 | 2.3305 | 2.5368 | -0.22152 | 0.88792 | 1.9458 | -0.71329 | 0.79441 | 0.03513 | -0.8185 | -2.2704 | -1.4858 | -2.2108 | -1.5027 | -3.6185 | -1.7165 | -1.8013 | -0.36094 | -2.7086 | -1.723 | -0.82564 | -2.5389 | -3.3777 | -3.6954 | -2.6237 | -1.2083 | -2.2411 | -3.4851 | -6.6073 | -5.3293 | -4.8056 | -3.5483 | -6.8613 | -4.1857 | -5.9671 | -4.4314 | -4.8907 | -4.1853 | -5.1898 | -3.884 | -0.68703 | -2.0829 | -1.1894 | -3.1097 | -3.0075 | -1.595 | -3.5508 | -1.81 | -3.4416 | -1.0205 | -2.4357 | -0.64495 | -1.3638 | -0.88936 | -1.0874 | 0.72173 | -0.29312 | -1.9424 | 0.63123 | 1.2727 | 0.92291 | 1.0319 | 0.32582 | 0.35279 | -0.74237 | -1.3418 | 0.33637 | 0.36254 | 0.089782 | -0.054883 | 0.33238 | -0.48102 | 1.4022 | 1.7844 | -0.29324 | 0.76563 | 0.43633 | -0.75303 | -0.067866 | 0.4379 | -0.5776 | -0.18722 | 1.1069 | 1.0981 | 1.6126 | 0.77638 | 1.9587 | 1.3049 | 1.0721 | -0.39435 | 0.26153 | 0.65419 | 1.7917 | 0.037467 | -0.61653 | -0.21419 | 0.079855 | 0.30362 | 0.58428 | 0.80183 | 2.5566 | 2.3677 | 6.1184 | 3.675 | 2.2587 | 2.5938 | 0.30162 | 1.3569 | 1.8818 | 1.7456 | 1.2037 | 1.5581 | -0.28852 | 1.0098 | 0.44251 | -0.34966 | 1.1603 | 0.47607 | 0.57733 | 0.6135 | -0.35229 | -2.1364 | 0.60583 | 0.36398 | 1.4495 | 1.0417 | 1.6616 | 1.7601 | 1.102 | 1.5697 | 1.0665 | 1.8874 | 0.59064 | 0.96994 | 0.32641 | 0.040947 | -0.91949 | -1.8939 | -1.1139 | -1.2539 | -0.41313 | -1.4434 | 0.42554 | 0.5897 | 1.1901 | 0.26334 | 1.7452 | 0.35945 | 0.40071 | 0.99195 | 1.0498 | 0.60567 | 1.4025 | 1.2612 | 0.039004 | 0.9977 | 0.43358 | -0.30275 | 0.35672 | 0.36364 | -0.14755 | 0.094039 | 0.27621 | -0.64107 | -0.88078 | 0.5836 | -0.88509 | 0.15138 | 1.1799 | 0.88 | -0.018051 | 0.64394 | -0.74294 | 0.60979 | 0.057757 | 0.43495 | 1.1573 | 0.40659 | 1.933 | 0.30359 | 1.5141 | 1.5074 | 0.13377 | -0.58114 | 0.20159 | 1.4543 | -1.0885 | 2.234 |  |  | 1.0206 | -1.0501 | 2.3263 | 1.2734 | 2.3388 | 2.1366 | 1.4107 | 1.2258 | -1.3986 | -1.488 | -0.52139 | -1.0075 | -0.80804 | 0.53849 | 1.9104 | 0.85427 | -0.043769 | 0.89127 | 0.23728 | 2.0731 | -0.91594 | 0.88789 | -0.0052787 | 0.54828 | 1.9651 | 4.7067 | 1.8598 | 0.72637 | 3.7908 | 1.7219 | 0.9633 | 1.8481 | 0.71336 | 1.9076 | 2.0721 | -0.58729 | 1.1254 | 1.8418 | 0.76384 | 0.28074 | 0.17204 | 0.23814 | 2.9693 | 2.226 | -0.48703 | 1.1029 | 1.0313 | 1.9863 | -1.1848 | 0.27885 | -1.2243 | -0.68256 | -1.4712 | -0.87022 | 0.095022 | 2.1662 | 1.4794 | -1.0747 | -1.5864 | 0.38032 | 0.97706 | 2.3075 | 0.80642 | 0.014437 | 0.29 | 0.1207 | 3.33 | 0.016268 | 2.376 | 2.0076 | 1.012 | -0.96566 | -0.27808 | -2.3552 | -0.96063 | 0.2896 | -0.942 | -1.3713 | -0.18066 | -0.2211 | 1.6372 | 3.2486 | 1.3261 | -0.68412 | 0.32807 | -0.21075 | 1.1085 | -1.7232 | 0.72409 |  | -0.53725 | 1.5067 | 3.8849 | 0.95532 | -0.32004 | -1.2798 | -1.3736 | -1.1956 | -1.3837 | 1.5773 | -2.1844 | -2.0243 | 2.1095 | 0.43164 | 2.006 | 1.992 | 0.34868 | 1.1303 | -0.040375 | 2.8451 | -0.012608 | 1.2505 | 0.78844 | 0.027046 | 1.1991 | 3.9316 | 0.96967 | 1.4947 | 1.9032 | 1.0991 | -0.13423 | 2.6225 | 0.47963 | 1.4864 | 1.7498 | 0.71337 | 0.4593 | 2.2629 | 0.19374 | 0.6531 | 3.4489 | 1.5278 | 3.6896 | 2.209 | 1.4148 | 4.214 | 4.2275 | 1.952 | -3.0461 | -1.4276 | -2.9751 | -2.6403 | -2.1829 | -5.007 | 1.1599 | 0.79887 | 0.46274 | 0.39226 | -1.0034 | 0.54129 | -1.3588 | -1.6248 | 0.035099 | -2.8582 | -2.2855 | -1.3319 | 0.29901 | 0.79871 | -0.63756 | 0.4313 | 0.018571 | 1.2338 | -0.75408 | -0.87381 | 0.24044 | -0.84962 | -0.51681 | -2.0789 | -1.2605 | -0.52575 | -1.773 | -0.97571 | -1.893 | -2.325 | 0.86705 | 3.777 | -1.7119 | 0.0041242 | -1.602 | -3.088 | -1.1784 | 0.16913 | -0.65157 | -0.76927 | -0.81837 | -0.35711 | -0.73678 | -0.30406 | 0.53185 | -0.58498 | -2.1523 | -2.7639
11% | -0.23174 | -0.62112 | -0.26579 | -0.64645 | 0.28499 | -1.0919 | 0.45754 | 3.8804 | 2.378 | 1.3767 | 2.2584 | 1.498 | 0.79748 | 2.0274 | 4.0472 | 0.3085 |  |  | 0.75809 | 1.4844 | -0.4396 | 0.68098 | -0.76728 | 2.2401 | 0.31492 | -0.53675 | -2.6523 | -1.2417 | 0.86008 | 2.1294 | 3.6424 | 4.3458 | 3.4462 | 4.8323 | 4.3316 | 4.4751 | 2.2525 | 1.7908 | 0.36628 | 1.4885 | 1.6343 | 2.0317 | 1.4735 | 0.55026 | 2.6278 | 0.017099 | -0.31115 | -0.08217 | 1.0569 | 2.2806 | 1.2124 | 0.068232 | 2.3681 | -0.28188 | 2.5442 | 1.8856 | -1.6271 | 1.717 | 1.3027 | 0.72407 | -0.26238 | 0.19707 | 0.89632 | 0.25066 | 0.56872 |  | 1.7203 | 1.4164 | 1.091 | 1.7633 | 1.9637 | 1.8116 | -1.5558 | 0.35511 | 0.5757 | -0.34447 | -0.26201 | 1.133 | 1.116 | 1.5272 | 1.3655 | 2.2906 | 1.7411 |  | 3.4635 | 1.4109 | 1.4935 | 2.3504 | 1.7935 | 1.6109 | 3.7654 | 3.4359 | 0.75289 | 1.6978 | 3.7746 | 1.4283 | 1.5474 | 2.2753 | 1.8728 | 1.4317 | 2.5827 | 2.0026 | 2.068 | 2.5347 | 1.7157 | 2.048 | 1.2097 | 2.4828 | 3.288 | 4.8836 | 3.4564 | 4.0104 | 2.6059 | 2.4186 | 1.1368 | 0.70595 | 1.5769 | 3.6212 | 1.5394 | 2.4565 | 1.7867 | 5.0409 | 2.684 | 1.3868 | 2.622 | 1.3811 | 1.4548 | 4.0156 | 2.4809 | 2.2313 | 3.3054 | 3.4257 | 3.6653 | 2.0432 | 4.5658 | 3.1216 | 3.4823 | 1.8222 | 8.5273 | 6.0983 | 6.4903 | 8.8188 | 5.8701 | 6.1071 | 4.359 | 5.0249 | 1.1315 | 4.1882 | 3.208 | 5.1346 | 3.0648 | 3.2493 | 2.726 | 1.8009 | 2.4563 | 2.129 | 3.3398 | 4.6213 | 2.0103 | 3.3804 | 3.5722 | 0.87737 | 0.098549 | 2.7845 | 0.73339 | 1.7372 | 1.0322 | 0.072708 | -1.2068 | -0.43703 | -1.0568 | -0.84764 | -2.4379 | -0.68377 | -0.8831 | 0.55206 | -1.7248 | -0.72221 | -0.037408 | -1.5957 | -2.1307 | -2.4449 | -1.4534 | -0.20478 | -1.1555 | -2.1693 | -5.794 | -4.2448 | -3.8782 | -2.6204 | -6.5556 | -3.2419 | -4.9345 | -3.3071 | -4.0476 | -3.1977 | -4.3406 | -3.0015 | 0.12709 | -1.0835 | -0.18472 | -1.9738 | -1.7379 | -0.55623 | -2.7085 | -0.85215 | -2.3829 | -0.0070444 | -1.5921 | 0.49502 | -0.5472 | 0.15136 | -0.060717 | 1.6828 | 0.68006 | -1.1085 | 1.5328 | 2.1579 | 2.0351 | 2.1304 | 1.259 | 1.2321 | 0.27506 | -0.52566 | 1.1385 | 1.2167 | 0.86116 | 0.62156 | 1.3192 | 0.73134 | 2.2335 | 2.6637 | 0.3777 | 1.521 | 0.94342 | -0.011843 | 0.90524 | 1.2162 | 0.13332 | 0.69735 | 2.0561 | 1.9917 | 2.568 | 1.6993 | 2.7658 | 2.0431 | 1.8983 | 0.21177 | 1.2321 | 1.4912 | 2.5486 | 0.90479 | -0.068931 | 0.66493 | 0.91861 | 0.91548 | 1.3248 | 1.5885 | 3.4453 | 3.3656 | 7.0449 | 4.4861 | 3.1221 | 3.4108 | 0.87518 | 2.1811 | 2.5411 | 2.4225 | 2.0309 | 2.2895 | 0.37521 | 1.8202 | 1.3379 | 0.50118 | 2.0476 | 1.1434 | 1.4637 | 1.5662 | 0.54552 | -1.2153 | 1.482 | 1.2146 | 2.261 | 1.9273 | 2.4276 | 2.5924 | 1.7924 | 2.2784 | 1.9596 | 2.8005 | 1.5495 | 2.013 | 1.2039 | 0.90761 | 0.038553 | -0.8826 | -0.17205 | -0.2935 | 0.52815 | -0.3806 | 1.1867 | 1.4876 | 2.0242 | 1.1782 | 2.6127 | 1.2447 | 1.1766 | 1.7236 | 1.8663 | 1.4712 | 2.3543 | 2.1202 | 0.91662 | 1.8807 | 1.3027 | 0.65768 | 1.2377 | 1.269 | 0.77289 | 0.95902 | 1.0773 | 0.014356 | 0.0015287 | 1.3385 | 0.18036 | 1.2538 | 2.136 | 1.9643 | 1.0396 | 1.6008 | 0.43917 | 1.7789 | 1.1075 | 1.4499 | 2.3081 | 1.3332 | 3.163 | 1.3113 | 2.445 | 2.4865 | 1.1497 | 0.29885 | 1.1781 | 2.401 | -0.062488 | 3.0733 |  |  | 2.2736 | -0.041509 | 3.3715 | 2.384 | 3.4765 | 3.1599 | 2.4492 | 2.3622 | -0.36097 | -0.5541 | 0.39248 | 0.046959 | 0.30493 | 1.8032 | 2.9792 | 1.9453 | 1.0617 | 1.9249 | 1.3267 | 3.1821 | 0.16718 | 1.789 | 0.89702 | 1.5847 | 3.161 | 5.782 | 2.9595 | 1.8409 | 4.9208 | 2.9253 | 1.58 | 2.6562 | 1.6344 | 2.7125 | 3.1035 | 0.34456 | 1.8182 | 2.6258 | 1.5917 | 1.1018 | 1.0663 | 1.2056 | 3.8657 | 3.3699 | 0.47329 | 2.2425 | 2.0879 | 2.8313 | -0.49947 | 1.135 | -0.48081 | 0.068411 | -0.59174 | -0.1025 | 0.76906 | 3.1156 | 2.2613 | -0.31138 | -0.52952 | 1.3836 | 1.806 | 3.3035 | 1.5293 | 0.93728 | 1.2313 | 0.85831 | 4.4342 | 0.82509 | 3.4601 | 2.8741 | 1.929 | 0.022579 | 0.71173 | -1.7164 | 0.074596 | 1.0135 | -0.15604 | -0.55175 | 0.55891 | 0.63958 | 2.5948 | 4.1523 | 2.4229 | 0.22746 | 1.0865 | 0.55207 | 2.0091 | -0.81359 | 1.5741 |  | 0.15908 | 2.1166 | 4.6083 | 1.9066 | 0.32861 | -0.59114 | -0.59705 | -0.47385 | -0.74958 | 2.323 | -1.4598 | -1.3499 | 2.652 | 1.1164 | 2.8051 | 2.693 | 1.0005 | 1.9105 | 0.68706 | 3.7 | 0.71762 | 2.1648 | 1.5483 | 0.75134 | 1.9392 | 4.6363 | 1.8975 | 2.3061 | 2.654 | 1.9834 | 0.45389 | 3.448 | 1.2881 | 2.4855 | 2.6615 | 1.3956 | 1.2159 | 3.0555 | 1.0978 | 1.4504 | 4.1413 | 2.2664 | 4.463 | 2.9999 | 2.386 | 4.9624 | 5.0459 | 2.7958 | -2.3231 | -0.82167 | -2.5148 | -1.7702 | -1.3285 | -4.2295 | 1.8465 | 1.3547 | 1.1361 | 0.97488 | -0.16893 | 1.193 | -0.6476 | -1.1254 | 0.99764 | -2.3029 | -1.9041 | -0.77121 | 0.97463 | 1.318 | 0.19769 | 1.1925 | 0.59396 | 1.8509 | -0.088109 | -0.25981 | 0.94744 | -0.23489 | 0.21203 | -1.5827 | -0.70881 | 0.22413 | -1.0752 | -0.32464 | -1.407 | -1.7065 | 1.8453 | 4.48 | -0.95323 | 0.79225 | -0.90115 | -2.4103 | -0.38887 | 0.97865 | -0.035227 | -0.19457 | -0.18629 | 0.21845 | -0.24801 | 0.45041 | 1.1465 | 0.020784 | -1.722 | -2.2693
12% | 0.48318 | -0.0055457 | 0.44167 | -0.20757 | 0.88104 | -0.51862 | 1.136 | 4.4736 | 2.911 | 2.0665 | 3.0192 | 1.9711 | 1.4043 | 2.6948 | 4.6716 | 0.98679 |  |  | 1.4035 | 2.123 | 0.35429 | 1.3459 | 0.1931 | 2.9212 | 0.9547 | 0.31386 | -1.8894 | -0.51298 | 1.619 | 2.8297 | 4.2173 | 5.0078 | 4.1498 | 5.3876 | 4.9024 | 5.048 | 2.9067 | 2.4213 | 1.0175 | 2.1745 | 2.3063 | 2.6992 | 2.1807 | 1.1972 | 3.4678 | 0.71947 | 0.37786 | 0.59751 | 1.517 | 2.7121 | 1.7492 | 0.7863 | 3.2022 | 0.29477 | 3.6503 | 2.9196 | -0.75382 | 2.9395 | 2.3562 | 1.7782 | 0.80304 | 1.2207 | 1.9034 | 1.2594 | 1.6624 |  | 2.6626 | 2.3157 | 1.9914 | 2.6524 | 2.9213 | 2.7974 | -0.31294 | 1.2745 | 1.6339 | 0.93113 | 0.51651 | 2.0782 | 2.0864 | 2.4283 | 2.1981 | 3.2627 | 2.4461 |  | 4.4142 | 2.2609 | 2.4423 | 3.1975 | 2.6053 | 2.3995 | 4.7237 | 4.5663 | 1.6002 | 2.8415 | 4.718 | 2.3536 | 2.4603 | 3.3136 | 2.9522 | 2.6136 | 3.8086 | 3.0459 | 2.9267 | 3.5063 | 2.6839 | 3.0461 | 2.1501 | 3.511 | 4.149 | 5.8771 | 4.3644 | 4.8892 | 3.6122 | 3.3561 | 2.312 | 1.9508 | 2.6289 | 4.9054 | 2.5761 | 3.468 | 2.7419 | 6.1832 | 3.7269 | 2.6954 | 3.7681 | 2.637 | 2.2293 | 4.9977 | 3.4182 | 3.1008 | 4.3575 | 4.2938 | 4.6624 | 3.1815 | 5.5435 | 4.0991 | 4.4134 | 2.9173 | 9.3543 | 7.1615 | 7.4117 | 9.9155 | 6.9495 | 7.0201 | 5.3967 | 6.2185 | 2.383 | 5.3926 | 4.2204 | 6.4671 | 3.9809 | 4.3308 | 3.7569 | 2.7817 | 3.5345 | 3.0471 | 4.342 | 5.6671 | 3.1291 | 4.3972 | 4.4483 | 1.9956 | 1.0434 | 3.6571 | 1.6661 | 2.9255 | 2.044 | 1.2385 | -0.18644 | 0.49833 | -0.053204 | 0.0074391 | -1.3431 | 0.46973 | 0.027191 | 1.6557 | -0.87843 | 0.19172 | 0.68814 | -0.55459 | -0.99418 | -1.5885 | -0.39283 | 1.1348 | -0.055302 | -0.9525 | -4.8112 | -3.2125 | -2.9057 | -1.6209 | -6.0249 | -2.322 | -3.9307 | -2.3299 | -3.1626 | -2.4221 | -3.3494 | -2.1198 | 1.1746 | -0.01289 | 1.1095 | -1.1723 | -0.54096 | 0.28228 | -1.583 | 0.4205 | -1.3975 | 1.0889 | -0.61346 | 1.4371 | 0.70425 | 1.0081 | 0.85268 | 2.854 | 2.0301 | -0.11788 | 2.3842 | 2.9806 | 3.0528 | 3.0979 | 2.1961 | 2.1307 | 1.2472 | 0.34639 | 1.9703 | 2.0985 | 1.6847 | 1.36 | 2.1949 | 1.7514 | 3.0388 | 3.5859 | 1.1007 | 2.3151 | 1.4574 | 0.76815 | 1.8972 | 2.0106 | 0.95932 | 1.6511 | 2.9836 | 2.8391 | 3.5331 | 2.6468 | 3.5339 | 2.809 | 2.7629 | 0.93079 | 2.1853 | 2.3472 | 3.3234 | 1.7641 | 0.61518 | 1.4733 | 1.7001 | 1.6577 | 2.2056 | 2.3869 | 4.3321 | 4.2845 | 7.8643 | 5.2528 | 3.948 | 4.2439 | 1.5078 | 2.9278 | 3.2733 | 3.0656 | 2.8148 | 3.0469 | 1.0704 | 2.6443 | 2.1476 | 1.2857 | 3.0371 | 1.8773 | 2.3833 | 2.4961 | 1.3349 | -0.27852 | 2.3832 | 2.0839 | 3.0992 | 2.8721 | 3.2598 | 3.3944 | 2.4983 | 2.9831 | 2.8193 | 3.7047 | 2.456 | 2.983 | 2.0667 | 1.8403 | 0.88196 | 0.046451 | 0.72482 | 0.66358 | 1.4656 | 0.67082 | 1.8595 | 2.3792 | 2.8627 | 2.119 | 3.5006 | 2.1174 | 2.0293 | 2.4896 | 2.7371 | 2.3291 | 3.244 | 2.9878 | 1.8647 | 2.7857 | 2.2381 | 1.6009 | 2.1211 | 2.0806 | 1.6974 | 1.8506 | 1.9189 | 0.72215 | 0.94974 | 2.0554 | 1.3268 | 2.4218 | 3.1272 | 3.0818 | 2.0056 | 2.464 | 1.7095 | 2.8736 | 2.1805 | 2.5281 | 3.3932 | 2.2781 | 4.3309 | 2.3319 | 3.4472 | 3.4562 | 2.2195 | 1.2791 | 2.1745 | 3.355 | 0.96964 | 3.9341 |  |  | 3.3838 | 0.92897 | 4.416 | 3.5149 | 4.4754 | 4.1249 | 3.5644 | 3.4259 | 0.73393 | 0.4142 | 1.4091 | 1.1452 | 1.3952 | 3.0303 | 3.8935 | 2.9737 | 2.2194 | 3.1113 | 2.3673 | 4.2816 | 1.1947 | 2.7437 | 1.925 | 2.5953 | 4.3647 | 6.7862 | 4.0233 | 2.9865 | 6.0214 | 4.0766 | 2.3054 | 3.4464 | 2.7234 | 3.5416 | 3.9662 | 1.3219 | 2.536 | 3.4283 | 2.4729 | 2.018 | 2.082 | 2.1753 | 4.7515 | 4.2848 | 1.4931 | 3.2558 | 2.9902 | 3.8117 | 0.22468 | 2.0347 | 0.31138 | 0.82409 | 0.48993 | 0.79711 | 1.519 | 3.856 | 3.0104 | 0.53844 | 0.47328 | 2.2374 | 2.6866 | 4.2553 | 2.3018 | 2.1952 | 2.2288 | 1.7055 | 5.3978 | 1.6743 | 4.5202 | 3.7895 | 2.9065 | 1.0085 | 1.7607 | -1.0742 | 0.96677 | 1.7874 | 0.69688 | 0.39241 | 1.39 | 1.4343 | 3.532 | 5.0563 | 3.2964 | 1.0938 | 1.9164 | 1.373 | 2.9443 | 0.19224 | 2.3399 |  | 0.94726 | 2.8121 | 5.4353 | 2.9007 | 1.0569 | 0.22334 | 0.20592 | 0.32899 | -0.089583 | 3.0914 | -0.70342 | -0.72152 | 3.3318 | 1.8944 | 3.65 | 3.497 | 1.749 | 2.6989 | 1.4286 | 4.6156 | 1.5111 | 3.0878 | 2.3698 | 1.5025 | 2.6614 | 5.3701 | 2.8346 | 3.1827 | 3.3889 | 2.8934 | 1.136 | 4.351 | 2.096 | 3.3941 | 3.5804 | 2.1777 | 1.9498 | 3.8145 | 2.0149 | 2.2657 | 4.7865 | 3.0566 | 5.2371 | 3.9319 | 3.2563 | 5.7446 | 5.9038 | 3.8108 | -1.5292 | -0.011921 | -1.8917 | -1.0589 | -0.47218 | -3.3827 | 2.5266 | 2.0395 | 1.9045 | 1.446 | 0.6733 | 1.8753 | 0.11433 | -0.47127 | 1.8995 | -1.7613 | -1.5022 | -0.143 | 1.7668 | 2.0238 | 0.80944 | 2.0392 | 1.321 | 2.4974 | 0.63578 | 0.38791 | 1.7303 | 0.44337 | 0.92293 | -0.84503 | -0.062183 | 0.82368 | -0.1593 | 0.35203 | -0.73782 | -0.9408 | 2.8418 | 5.1498 | -0.099146 | 1.6087 | -0.16308 | -1.5964 | 0.42636 | 1.7055 | 0.6301 | 0.43039 | 0.5214 | 1.057 | 0.39406 | 1.2689 | 1.879 | 0.63415 | -1.2682 | -1.7334
13% | 1.2162 | 0.74548 | 1.0432 | 0.58889 | 1.5923 | 0.031275 | 1.8131 | 4.9521 | 3.5977 | 2.7604 | 3.7208 | 2.7989 | 2.0196 | 3.2908 | 5.3313 | 1.6 |  |  | 2.045 | 2.6927 | 1.1874 | 1.98 | 0.96423 | 3.5339 | 1.5252 | 0.97736 | -1.0989 | 0.18089 | 2.3011 | 3.4917 | 4.8535 | 5.6124 | 4.7465 | 5.9912 | 5.4461 | 5.6563 | 3.5102 | 2.9959 | 1.6644 | 2.9175 | 2.7285 | 3.3525 | 2.5914 | 1.813 | 4.2098 | 1.4209 | 1.0191 | 1.2881 | 2.1127 | 3.2417 | 2.2709 | 1.4732 | 3.86 | 0.90209 | 4.5981 | 4.2134 | 0.33982 | 3.9288 | 3.423 | 2.6657 | 1.9806 | 2.2466 | 2.9441 | 2.2886 | 2.6612 |  | 3.5931 | 3.1934 | 2.847 | 3.6359 | 3.9147 | 3.7727 | 0.66976 | 2.1695 | 2.8022 | 2.4907 | 1.2857 | 3.0772 | 3.0964 | 3.4026 | 3.0721 | 4.1245 | 3.22 |  | 5.3258 | 3.1343 | 3.3897 | 4.1276 | 3.4493 | 3.1405 | 5.6585 | 5.7292 | 2.4959 | 3.7975 | 5.4858 | 3.2763 | 3.3684 | 4.2612 | 4.0726 | 3.686 | 4.9451 | 4.0653 | 3.9217 | 4.5341 | 3.764 | 4.0144 | 3.0794 | 4.5116 | 5.2066 | 6.8476 | 5.3018 | 5.6776 | 4.6115 | 4.374 | 3.2515 | 3.0247 | 3.6044 | 5.7567 | 3.5298 | 4.4721 | 3.6937 | 7.2031 | 4.7206 | 3.6424 | 4.9757 | 3.733 | 3.0429 | 6.1308 | 4.2883 | 3.9619 | 5.2896 | 5.2304 | 5.5773 | 4.3001 | 6.4594 | 4.9309 | 5.2637 | 3.9636 | 10.2069 | 8.1649 | 8.2713 | 10.9728 | 7.9675 | 7.9726 | 6.1852 | 7.3136 | 3.779 | 6.6334 | 5.1745 | 7.6653 | 4.9003 | 5.3545 | 4.5285 | 3.8318 | 4.5796 | 4.0225 | 5.2735 | 6.5666 | 4.1537 | 5.5338 | 5.3452 | 3.0262 | 2.0368 | 3.7401 | 2.5842 | 3.7686 | 2.8806 | 2.2756 | 0.84052 | 1.4429 | 1.1048 | 0.93673 | -0.4887 | 1.4762 | 0.49442 | 2.5971 | 0.13112 | 1.3118 | 1.3485 | 0.28866 | 0.2264 | -0.53747 | 0.57299 | 2.0241 | 0.84567 | -0.038911 | -3.7387 | -1.9166 | -1.8779 | -0.59536 | -5.3012 | -1.2615 | -2.7004 | -1.3574 | -2.2248 | -1.4279 | -2.381 | -0.86675 | 2.14 | 1.0048 | 2.1323 | -0.14526 | 0.39505 | 1.4312 | -0.72233 | 1.3059 | -0.62792 | 1.9611 | 0.35009 | 2.2795 | 1.3907 | 2.0476 | 2.0099 | 3.7965 | 3.0461 | 1.0549 | 3.2684 | 3.725 | 4.084 | 4.0057 | 3.334 | 3.059 | 2.1614 | 1.1912 | 2.7635 | 2.8938 | 2.4597 | 2.0801 | 3.0459 | 2.6004 | 3.958 | 4.7475 | 1.8526 | 3.0565 | 2.0135 | 1.589 | 2.8211 | 2.8018 | 1.7015 | 2.6062 | 3.7682 | 3.6199 | 4.4524 | 3.5781 | 4.4109 | 3.5721 | 3.5522 | 1.7168 | 3.1115 | 3.195 | 4.097 | 2.6561 | 1.3408 | 2.4421 | 2.6561 | 2.4215 | 3.0378 | 3.2194 | 5.1566 | 5.1372 | 8.6149 | 6.0048 | 4.7638 | 5.0754 | 2.2134 | 3.687 | 3.9498 | 3.7252 | 3.5371 | 3.7351 | 1.9014 | 3.6062 | 3.0189 | 2.0978 | 3.8952 | 2.587 | 3.2829 | 3.3933 | 2.1518 | 0.66139 | 3.234 | 2.9485 | 3.9394 | 3.831 | 4.1072 | 4.1927 | 3.2609 | 3.7639 | 3.6646 | 4.561 | 3.3695 | 3.8876 | 3.0131 | 2.7189 | 1.8717 | 1.0009 | 1.6583 | 1.6149 | 2.3751 | 1.6777 | 2.6236 | 3.2741 | 3.7029 | 3.0545 | 4.3806 | 2.954 | 2.8622 | 3.2685 | 3.5826 | 3.1631 | 4.0699 | 3.83 | 2.714 | 3.6598 | 3.1542 | 2.4492 | 3.0015 | 2.9704 | 2.6014 | 2.747 | 2.7594 | 1.4672 | 2.0581 | 2.961 | 2.5212 | 3.4363 | 4.1121 | 4.1454 | 2.9658 | 3.4491 | 2.6807 | 3.9702 | 3.2578 | 3.6776 | 4.3788 | 3.1788 | 5.337 | 3.3412 | 4.4543 | 4.4135 | 3.3785 | 2.257 | 3.1172 | 4.2296 | 2.0482 | 4.7483 |  |  | 4.3758 | 2.002 | 5.4388 | 4.573 | 5.4028 | 5.0785 | 4.6874 | 4.3946 | 1.7952 | 1.3238 | 2.2894 | 2.3118 | 2.4507 | 4.2084 | 4.8093 | 3.8929 | 3.2912 | 4.0467 | 3.371 | 5.2115 | 2.23 | 3.6841 | 2.7876 | 3.4076 | 5.4601 | 7.6976 | 4.9739 | 4.1397 | 7.0944 | 5.1881 | 3.0482 | 4.2648 | 3.5294 | 4.3097 | 4.7915 | 2.3039 | 3.2313 | 4.4094 | 3.6152 | 2.9553 | 3.0127 | 3.1648 | 5.6601 | 5.1488 | 2.4633 | 4.0569 | 4.2601 | 4.8097 | 0.96899 | 3.202 | 1.1421 | 1.5766 | 1.4985 | 1.8801 | 2.2923 | 4.5941 | 3.7271 | 1.4204 | 1.6053 | 3.3902 | 3.5339 | 5.2002 | 3.1144 | 3.3464 | 3.4402 | 2.6298 | 6.219 | 2.6317 | 5.394 | 4.7124 | 3.8108 | 1.9419 | 2.8099 | -0.39597 | 1.8072 | 2.5348 | 1.6743 | 1.1768 | 2.178 | 2.2533 | 4.3117 | 5.8817 | 4.1444 | 1.8979 | 2.7567 | 2.2247 | 3.7872 | 1.0288 | 3.0773 |  | 1.788 | 3.5949 | 6.208 | 3.8905 | 1.8459 | 1.0322 | 1.0409 | 1.1158 | 0.683 | 3.8804 | 0.035228 | -0.05675 | 4.1168 | 2.7527 | 4.4816 | 4.1753 | 2.4333 | 3.4451 | 2.2124 | 5.5313 | 2.3015 | 4.0114 | 3.2272 | 2.2554 | 3.5651 | 6.1065 | 3.7785 | 4.0573 | 4.1983 | 3.7311 | 1.9226 | 5.2333 | 2.911 | 4.2383 | 4.4894 | 2.9788 | 2.6506 | 4.6239 | 2.9156 | 3.0315 | 5.5214 | 3.8496 | 6.0762 | 4.7723 | 4.1186 | 6.5511 | 6.7791 | 4.626 | -0.66424 | 0.83467 | -1.2032 | -0.31819 | 0.3036 | -2.5368 | 3.0859 | 2.6302 | 2.7068 | 2.0499 | 1.4545 | 2.6 | 0.90641 | 0.087504 | 2.7507 | -1.2183 | -1.1425 | 0.50131 | 2.7214 | 2.7982 | 1.4374 | 2.7315 | 2.1154 | 3.3988 | 1.3646 | 0.98838 | 2.5591 | 1.0986 | 1.6236 | -0.20357 | 0.63317 | 1.5344 | 0.61323 | 1.0685 | -0.075519 | -0.37157 | 3.821 | 5.8013 | 0.69276 | 2.5312 | 0.54244 | -0.71305 | 1.222 | 2.4296 | 1.3991 | 1.0221 | 1.2951 | 1.8724 | 1.0619 | 2.0791 | 2.5911 | 1.2726 | -0.60135 | -1.125
14% | 1.9558 | 1.4348 | 1.6036 | 1.1338 | 2.2468 | 0.58892 | 2.5131 | 5.3055 | 4.2244 | 3.3871 | 4.4015 | 3.51 | 2.4591 | 3.768 | 5.8485 | 2.0625 |  |  | 2.7572 | 3.2062 | 1.8921 | 2.6079 | 1.7201 | 4.1002 | 1.979 | 1.6072 | -0.34147 | 0.72951 | 2.9314 | 3.8305 | 5.523 | 6.1619 | 5.3321 | 6.4947 | 5.9815 | 6.2105 | 4.0146 | 3.5104 | 2.1829 | 3.483 | 3.454 | 3.8894 | 3.2241 | 2.3615 | 4.8526 | 2.1028 | 1.5723 | 1.9133 | 2.6587 | 3.699 | 2.7991 | 2.0692 | 4.4037 | 1.3702 | 5.4364 | 5.2019 | 1.4141 | 4.799 | 4.4408 | 3.6689 | 2.9817 | 3.2354 | 3.8521 | 3.2491 | 3.5865 |  | 4.5351 | 4.11 | 3.7655 | 4.5711 | 4.8722 | 4.8224 | 1.6253 | 3.018 | 3.8225 | 3.4581 | 2.0792 | 3.9837 | 4.0357 | 4.4706 | 3.9365 | 4.9506 | 4.0438 |  | 6.2471 | 4.0376 | 4.3111 | 5.0158 | 4.2922 | 4.1953 | 6.5717 | 6.6666 | 3.3472 | 4.7922 | 6.2135 | 4.1762 | 4.2527 | 5.1739 | 5.1359 | 4.6938 | 6.0185 | 5.0463 | 4.7377 | 5.4398 | 4.6555 | 5.0518 | 4.0589 | 5.4912 | 6.2676 | 7.6663 | 6.2968 | 6.3753 | 5.5042 | 5.2359 | 4.1951 | 3.9807 | 4.4402 | 6.4978 | 4.4303 | 5.3796 | 4.525 | 7.8839 | 5.5828 | 4.4585 | 5.8463 | 4.5314 | 3.8335 | 6.8977 | 5.1777 | 4.7562 | 6.1306 | 6.0154 | 6.2998 | 5.3894 | 7.2302 | 5.6605 | 5.9592 | 4.9152 | 10.773 | 8.816 | 8.9789 | 11.8095 | 8.8087 | 8.9141 | 6.8511 | 7.9827 | 4.9653 | 7.5306 | 6.0327 | 8.7483 | 5.7998 | 6.3437 | 5.2868 | 4.8433 | 5.5454 | 4.8485 | 5.9939 | 7.1444 | 4.9347 | 6.35 | 6.1963 | 3.9525 | 3.0979 | 4.0772 | 3.4755 | 4.5664 | 3.8036 | 2.8619 | 1.7506 | 2.4843 | 1.7428 | 1.8208 | 0.30446 | 2.2662 | 1.2945 | 3.4864 | 1.0325 | 2.1851 | 2.0863 | 1.1007 | 1.2807 | 0.46323 | 1.7848 | 2.8797 | 1.7193 | 0.97644 | -2.6995 | -0.88245 | -0.70499 | 0.28179 | -4.4827 | -0.41705 | -1.7368 | -0.43967 | -1.557 | -0.53417 | -1.44 | -0.0027741 | 2.9204 | 2.0408 | 3.1464 | 0.65399 | 1.3832 | 2.4189 | 0.06222 | 2.4417 | 0.32397 | 2.7622 | 1.1699 | 3.0611 | 2.3735 | 3.1916 | 2.9244 | 4.5397 | 3.8733 | 1.9764 | 4.1011 | 4.4622 | 5.0037 | 4.8738 | 4.1722 | 3.8705 | 3.0521 | 1.952 | 3.3966 | 3.5527 | 3.2563 | 2.7773 | 3.8491 | 3.4508 | 4.6163 | 5.4975 | 2.5694 | 3.8841 | 2.6225 | 2.4306 | 3.7639 | 3.5672 | 2.397 | 3.484 | 4.5468 | 4.3016 | 5.2321 | 4.4201 | 5.4618 | 4.308 | 4.457 | 2.5685 | 4.0342 | 4.064 | 4.7934 | 3.5264 | 2.101 | 3.2004 | 3.4552 | 3.1959 | 3.8734 | 4.0902 | 5.9883 | 5.901 | 9.4562 | 6.7694 | 5.5021 | 5.8322 | 2.8966 | 4.4182 | 4.7618 | 4.311 | 4.2658 | 4.485 | 2.6723 | 4.4171 | 3.8735 | 2.8737 | 4.5969 | 3.3487 | 4.0903 | 4.1827 | 2.9046 | 1.5732 | 4.0484 | 3.6986 | 4.7739 | 4.6912 | 4.858 | 4.9671 | 4.0029 | 4.4781 | 4.5016 | 5.3591 | 4.1829 | 4.7049 | 3.8153 | 3.5913 | 2.7868 | 1.8809 | 2.4797 | 2.4012 | 3.0838 | 2.5952 | 3.3229 | 4.1742 | 4.5193 | 3.9485 | 5.2274 | 3.7736 | 3.6447 | 4.045 | 4.4214 | 4.0558 | 4.8091 | 4.6795 | 3.6162 | 4.5065 | 4.0067 | 3.3484 | 3.8155 | 3.6298 | 3.4711 | 3.6028 | 3.6922 | 2.2574 | 2.9051 | 3.6306 | 3.5387 | 4.313 | 4.9514 | 5.1026 | 3.8605 | 4.3243 | 3.5494 | 5.128 | 4.2979 | 4.6014 | 5.2327 | 4.0874 | 6.3171 | 4.5763 | 5.2948 | 5.3754 | 4.3844 | 3.3823 | 4.0875 | 4.9991 | 3.0694 | 5.5051 |  |  | 5.3718 | 3.0015 | 6.3155 | 5.5035 | 6.2714 | 5.9137 | 5.7675 | 5.3066 | 2.6893 | 2.2288 | 3.1965 | 3.2522 | 3.4622 | 5.3424 | 5.8663 | 4.7632 | 4.2936 | 4.8296 | 4.2618 | 6.0172 | 3.1825 | 4.6226 | 3.6304 | 4.3434 | 6.4727 | 8.4877 | 5.8866 | 5.2436 | 8.0141 | 6.2463 | 3.7703 | 4.8693 | 4.404 | 5.0037 | 5.5553 | 3.2993 | 3.9422 | 5.0684 | 4.3773 | 3.7564 | 3.8941 | 4.1251 | 6.5511 | 5.8874 | 3.4801 | 4.8099 | 5.1447 | 5.499 | 1.7291 | 3.9909 | 1.9551 | 2.4949 | 2.688 | 2.8735 | 3.0797 | 5.2101 | 4.3989 | 2.2297 | 2.4555 | 4.2656 | 4.361 | 6.1407 | 3.9666 | 4.3728 | 4.3043 | 3.5489 | 7.0097 | 3.6217 | 6.2269 | 5.522 | 4.6626 | 2.8145 | 3.6791 | 0.23468 | 2.5782 | 3.1791 | 2.8162 | 1.9695 | 3.0438 | 3.1559 | 5.0294 | 6.6318 | 4.9452 | 2.6782 | 3.7897 | 3.164 | 4.532 | 1.89 | 3.8066 |  | 2.6224 | 4.406 | 6.9631 | 4.9312 | 2.623 | 1.8758 | 1.9196 | 1.8955 | 1.4602 | 4.6236 | 0.77639 | 0.67789 | 4.7939 | 3.6183 | 5.1743 | 4.9818 | 3.1221 | 4.274 | 3.0079 | 6.3955 | 3.0504 | 4.8579 | 4.0784 | 3.0642 | 4.434 | 6.8889 | 4.6983 | 4.8928 | 4.9831 | 4.5971 | 2.7311 | 5.9778 | 3.7968 | 5.1178 | 5.3889 | 3.7774 | 3.3708 | 5.3291 | 3.6988 | 3.8427 | 6.2117 | 4.6565 | 6.9056 | 5.5444 | 4.9617 | 7.3494 | 7.6314 | 5.3681 | 0.21142 | 1.5761 | -0.27313 | 0.40835 | 1.0013 | -1.714 | 3.6969 | 3.2903 | 3.4844 | 2.6685 | 2.1515 | 3.3306 | 1.7381 | 0.69762 | 3.5667 | -0.5552 | -0.68181 | 1.1461 | 3.5593 | 3.3957 | 2.1254 | 3.4568 | 2.909 | 4.0451 | 1.9916 | 1.6641 | 3.1099 | 1.9771 | 2.2897 | 0.48533 | 1.2853 | 2.2336 | 1.3807 | 1.7436 | 0.59087 | 0.20909 | 4.7348 | 6.3613 | 1.4778 | 3.4047 | 1.3213 | 0.0064979 | 1.8714 | 3.0764 | 2.0942 | 1.7461 | 2.0137 | 2.6515 | 1.7294 | 2.8111 | 3.2304 | 1.9481 | 0.07286 | -0.41336
15% | 2.6316 | 1.8817 | 2.1972 | 1.5929 | 2.7678 | 1.1278 | 3.2078 | 5.6895 | 4.7694 | 4.022 | 4.991 | 4.051 | 2.8246 | 4.1462 | 6.246 | 2.4783 |  |  | 3.2357 | 3.6974 | 2.352 | 3.2005 | 2.4171 | 4.5812 | 2.5823 | 2.1 | 0.3448 | 1.2657 | 3.5005 | 4.5226 | 6.0848 | 6.6983 | 5.9068 | 7.0284 | 6.481 | 6.7083 | 4.4825 | 4.0399 | 2.7582 | 4.0157 | 3.9329 | 4.3398 | 3.7046 | 2.8383 | 5.4358 | 2.5768 | 2.1011 | 2.4827 | 3.1434 | 4.2027 | 3.3053 | 2.5077 | 4.9492 | 1.7483 | 6.1409 | 6.0959 | 2.3227 | 5.6265 | 5.478 | 4.5921 | 4.1019 | 4.0702 | 4.7482 | 4.1359 | 4.4578 |  | 5.4036 | 4.9618 | 4.6402 | 5.4387 | 5.7644 | 5.7444 | 2.7795 | 3.7703 | 4.6771 | 4.6934 | 2.8692 | 4.7864 | 4.9832 | 5.4895 | 4.7403 | 5.699 | 4.847 |  | 7.083 | 5.0274 | 5.1343 | 5.8101 | 5.2528 | 4.9761 | 7.3831 | 7.4721 | 4.2903 | 5.7285 | 6.8613 | 5.1216 | 5.0161 | 5.9572 | 6.0872 | 5.6159 | 7.0293 | 5.9287 | 5.4035 | 6.2879 | 5.4288 | 5.8915 | 4.8362 | 6.325 | 7.1054 | 8.4415 | 7.0966 | 6.9809 | 6.3831 | 6.137 | 5.1975 | 4.9764 | 5.1436 | 7.1028 | 5.1998 | 6.2511 | 5.3415 | 8.4531 | 6.1706 | 5.198 | 6.5003 | 5.2545 | 4.4502 | 7.5538 | 5.944 | 5.3897 | 6.7951 | 6.7525 | 6.9376 | 6.3419 | 7.8512 | 6.4106 | 6.4561 | 5.6746 | 11.3794 | 9.6803 | 9.4602 | 12.115 | 9.5382 | 9.8326 | 7.4483 | 8.6038 | 5.9771 | 8.2411 | 6.77 | 9.6862 | 6.6145 | 7.1396 | 5.9915 | 5.6771 | 6.424 | 5.4263 | 6.6898 | 7.627 | 5.5893 | 7.0049 | 6.7266 | 4.8068 | 3.9011 | 4.8356 | 4.2184 | 3.8159 | 4.5779 | 3.7436 | 2.8051 | 3.0605 | 2.4849 | 2.594 | 1.0272 | 2.8998 | 2.0405 | 3.8577 | 1.8033 | 2.8931 | 2.6798 | 1.8329 | 2.4081 | 1.3169 | 2.7489 | 3.6512 | 2.4968 | 1.8694 | -1.6331 | 0.1451 | 0.19412 | 1.1605 | -3.6235 | 0.50477 | -0.68049 | 0.38742 | -0.61531 | 0.34896 | -0.55663 | 0.79718 | 3.8434 | 3.0172 | 3.8825 | 1.2878 | 2.1776 | 3.3237 | 0.80011 | 3.257 | 1.1172 | 3.4982 | 1.916 | 3.8902 | 3.3394 | 3.9467 | 3.5534 | 5.1822 | 4.5882 | 2.6778 | 4.8291 | 5.0477 | 5.8002 | 5.8361 | 4.8575 | 4.602 | 3.7556 | 2.5741 | 4.0696 | 4.1635 | 3.8773 | 3.4425 | 4.5083 | 4.1341 | 5.2277 | 6.2093 | 3.3567 | 4.7474 | 3.2334 | 3.3415 | 4.5655 | 4.301 | 2.9945 | 4.2815 | 5.1814 | 4.8868 | 6.0442 | 5.167 | 6.3599 | 5.0403 | 5.2033 | 3.364 | 4.8545 | 4.7843 | 5.4079 | 4.4291 | 2.8957 | 3.9735 | 4.2444 | 3.9634 | 4.6875 | 4.8442 | 6.7571 | 6.6736 | 10.0464 | 7.3728 | 6.1086 | 6.5137 | 3.6575 | 5.1177 | 5.4398 | 4.9726 | 4.9122 | 5.1288 | 3.3949 | 5.1657 | 4.6698 | 3.4993 | 5.2968 | 4.0321 | 4.9327 | 4.8187 | 3.6089 | 2.3975 | 4.7633 | 4.4634 | 5.5154 | 5.5224 | 5.5865 | 5.7016 | 4.8089 | 5.2323 | 5.2788 | 6.0632 | 4.9005 | 5.4478 | 4.57 | 4.436 | 3.5654 | 2.7143 | 3.2957 | 3.1654 | 3.9028 | 3.4614 | 3.9524 | 5.0405 | 5.3404 | 4.7799 | 6.0312 | 4.5655 | 4.3398 | 4.8367 | 5.1024 | 4.8804 | 5.5174 | 5.4703 | 4.3954 | 5.2672 | 4.8812 | 4.1284 | 4.4887 | 4.3914 | 4.2741 | 4.4037 | 4.5177 | 2.9906 | 3.6798 | 4.2986 | 4.4681 | 5.1129 | 5.8012 | 5.8706 | 4.6929 | 5.2189 | 4.3431 | 6.0167 | 5.1151 | 5.4088 | 6.0762 | 4.9243 | 7.2138 | 5.5472 | 6.0894 | 6.2618 | 5.3016 | 4.3271 | 4.9185 | 5.6845 | 3.8872 | 6.1576 |  |  | 6.2862 | 3.8933 | 7.1663 | 6.3138 | 6.9827 | 6.6697 | 6.7083 | 6.0848 | 3.4691 | 2.9651 | 3.9327 | 4.1884 | 4.4576 | 6.2859 | 6.7377 | 5.5104 | 5.1082 | 5.5345 | 5.0814 | 6.7316 | 4.0329 | 5.5137 | 4.3739 | 4.9947 | 7.3688 | 9.1505 | 6.7163 | 6.3186 | 8.8775 | 7.1975 | 4.4294 | 5.6251 | 5.0578 | 5.8226 | 6.2709 | 4.2986 | 4.6992 | 5.56 | 5.0246 | 4.4987 | 4.6339 | 5.282 | 7.5276 | 6.5609 | 4.6901 | 5.4889 | 6.027 | 6.17 | 2.4351 | 4.7269 | 2.7122 | 3.3162 | 3.5526 | 4.0043 | 3.8501 | 5.8073 | 5.0065 | 3.0265 | 3.1732 | 5.1091 | 5.1178 | 6.9757 | 4.7733 | 5.3082 | 5.1475 | 4.5575 | 7.7341 | 4.3585 | 6.9899 | 6.2604 | 5.377 | 3.6076 | 4.5924 | 0.85804 | 3.2158 | 3.7996 | 3.6551 | 2.7089 | 3.9565 | 3.8307 | 5.6751 | 7.3686 | 5.7362 | 3.4731 | 4.5836 | 4.0056 | 5.2908 | 2.7366 | 4.5752 |  | 3.4589 | 5.1885 | 7.7218 | 5.8422 | 3.4303 | 2.7166 | 2.742 | 2.6712 | 2.2177 | 5.2964 | 1.4758 | 1.4111 | 5.5441 | 4.4012 | 5.9575 | 5.6199 | 3.8113 | 5.0744 | 3.802 | 7.166 | 3.8584 | 5.6006 | 4.8874 | 3.8778 | 5.2013 | 7.582 | 5.54 | 5.7213 | 5.7025 | 5.4835 | 3.527 | 6.6816 | 4.6418 | 5.9148 | 6.2449 | 4.5193 | 4.0424 | 5.9916 | 4.4918 | 4.6377 | 6.7842 | 5.4808 | 7.7752 | 6.2418 | 5.8198 | 8.1799 | 8.4681 | 6.135 | 1.3694 | 2.2708 | 0.44152 | 1.2851 | 1.6006 | -0.88476 | 4.2649 | 3.906 | 4.2732 | 3.1708 | 2.8922 | 4.0572 | 2.543 | 1.3072 | 4.4228 | 0.1038 | -0.054309 | 1.7144 | 4.1746 | 3.9805 | 2.7687 | 4.1425 | 3.5808 | 4.6147 | 2.811 | 2.3308 | 3.8125 | 2.6241 | 2.8688 | 1.2957 | 1.9548 | 2.8749 | 2.0894 | 2.4684 | 1.2746 | 0.79706 | 5.4687 | 6.932 | 2.3186 | 4.2547 | 2.0417 | 0.91959 | 2.6249 | 3.6173 | 2.8486 | 2.4211 | 2.794 | 3.3747 | 2.3451 | 3.4759 | 3.8464 | 2.6224 | 0.73848 | 0.22758
16% | 3.1794 | 2.5163 | 2.7752 | 2.063 | 3.2778 | 1.5258 | 3.8151 | 5.9589 | 5.2218 | 4.4989 | 5.4286 | 4.5717 | 3.1152 | 4.417 | 6.5868 | 2.9175 |  |  | 3.7307 | 4.098 | 2.7838 | 3.7281 | 3.0672 | 5.0051 | 3.0385 | 2.4515 | 0.89434 | 1.7503 | 3.8884 | 4.8072 | 6.6528 | 7.0741 | 6.3019 | 7.5097 | 6.9245 | 7.1359 | 4.9307 | 4.4272 | 3.2159 | 4.4807 | 4.3973 | 4.7138 | 4.0646 | 3.1823 | 5.9308 | 3.183 | 2.5556 | 3.0149 | 3.5398 | 4.6587 | 3.7431 | 2.9819 | 5.3353 | 2.2761 | 6.7716 | 6.933 | 3.1786 | 6.3652 | 6.1961 | 5.4443 | 4.9404 | 4.8246 | 5.5295 | 4.9596 | 5.205 |  | 6.1907 | 5.9025 | 5.4102 | 6.3093 | 6.6761 | 6.567 | 3.4991 | 4.3886 | 5.4832 | 5.4 | 3.6077 | 5.503 | 5.8328 | 6.315 | 5.4984 | 6.2657 | 5.5881 |  | 7.7404 | 5.7861 | 5.8611 | 6.5923 | 6.092 | 5.7394 | 8.1031 | 8.2379 | 5.1791 | 6.5651 | 7.4606 | 5.9035 | 5.8427 | 6.7132 | 6.8758 | 6.3925 | 7.9245 | 6.7789 | 6.0468 | 7.0558 | 6.2085 | 6.5917 | 5.5384 | 7.1265 | 7.9118 | 9.0735 | 7.811 | 7.4511 | 7.1547 | 6.9531 | 6.0198 | 6.0193 | 5.733 | 7.6399 | 6.0457 | 6.9844 | 6.0999 | 8.8578 | 6.7526 | 5.7654 | 7.1072 | 5.7928 | 5.1175 | 8.153 | 6.5785 | 6.0431 | 7.5798 | 7.4314 | 7.4361 | 7.0513 | 8.414 | 6.8877 | 6.8594 | 6.3298 | 11.7648 | 10.5015 | 9.8535 | 12.8786 | 10.3448 | 10.6397 | 7.8938 | 9.193 | 6.8043 | 8.7356 | 7.3134 | 10.542 | 7.2308 | 7.7212 | 6.4423 | 6.442 | 7.198 | 6.0757 | 7.1939 | 7.9628 | 6.2046 | 7.5073 | 7.1928 | 5.5743 | 4.499 | 5.5106 | 5.0358 | 4.4478 | 5.28 | 4.464 | 3.4205 | 3.5464 | 3.0896 | 3.5153 | 1.6514 | 3.4299 | 2.7326 | 3.3227 | 2.4554 | 3.5011 | 3.0226 | 2.4682 | 3.2411 | 2.205 | 3.5472 | 4.2596 | 3.1603 | 2.5291 | -0.74892 | 1.0569 | 1.016 | 2.1505 | -2.6684 | 1.2189 | 0.077648 | 1.1115 | 0.1344 | 1.162 | 0.22308 | 1.5692 | 4.5745 | 3.7328 | 4.4385 | 2.3118 | 2.8018 | 3.9933 | 1.4192 | 3.9751 | 1.7056 | 4.1662 | 2.6875 | 4.5274 | 3.9497 | 4.5975 | 4.1114 | 5.7532 | 5.2389 | 3.3974 | 5.5057 | 5.6037 | 6.486 | 6.5401 | 5.4743 | 5.2768 | 4.3854 | 3.1628 | 4.5791 | 4.6915 | 4.3913 | 4.0248 | 5.2229 | 4.7697 | 5.8013 | 6.8413 | 3.9464 | 5.3374 | 3.8535 | 4.125 | 5.2767 | 4.9847 | 3.6184 | 5.0011 | 5.638 | 5.4069 | 6.6586 | 5.8065 | 7.2687 | 5.6734 | 5.9535 | 4.1189 | 5.5455 | 5.4845 | 5.9954 | 5.1244 | 3.6871 | 4.7589 | 5.1112 | 4.6668 | 5.346 | 5.5152 | 7.3483 | 7.2969 | 10.4618 | 7.8484 | 6.5842 | 7.0654 | 4.3453 | 5.6646 | 6.0867 | 5.7978 | 5.5602 | 5.7724 | 4.1704 | 5.9064 | 5.3499 | 4.0876 | 5.9399 | 4.7393 | 5.7123 | 5.3166 | 4.2607 | 3.1009 | 5.3519 | 5.1481 | 6.2562 | 6.3146 | 6.2738 | 6.4168 | 5.5341 | 5.9401 | 6.0642 | 6.652 | 5.5273 | 6.1963 | 5.2551 | 5.1477 | 4.3079 | 3.4853 | 4.052 | 3.7524 | 4.6058 | 4.1298 | 4.5149 | 5.7064 | 6.0847 | 5.5003 | 6.8299 | 5.2518 | 5.0547 | 5.5599 | 5.7957 | 5.6153 | 6.1932 | 6.3269 | 5.0507 | 5.9273 | 5.645 | 4.84 | 5.1662 | 4.8784 | 5.1258 | 5.099 | 5.2628 | 3.7205 | 4.3941 | 4.8538 | 5.2921 | 5.8024 | 6.4836 | 6.6587 | 5.4408 | 6.2549 | 4.9569 | 6.7872 | 5.7988 | 6.1557 | 6.8421 | 5.6847 | 7.9332 | 6.3457 | 6.7703 | 7.0149 | 6.1717 | 5.1481 | 5.607 | 6.2688 | 4.6563 | 6.6845 |  |  | 7.1288 | 4.6632 | 7.9861 | 7.0493 | 7.6546 | 7.3777 | 7.7116 | 6.75 | 4.4781 | 3.7477 | 4.7055 | 4.8714 | 5.1919 | 7.1334 | 7.3758 | 6.1807 | 5.9432 | 6.187 | 5.8064 | 7.3142 | 4.8872 | 6.2167 | 5.0132 | 5.5993 | 8.1389 | 9.7178 | 7.389 | 7.361 | 9.7127 | 7.9947 | 4.9765 | 6.0593 | 5.7085 | 6.3118 | 6.9018 | 5.3899 | 5.2138 | 6.1029 | 5.7093 | 5.1714 | 5.2397 | 5.9566 | 8.1023 | 7.1483 | 5.4023 | 6.0808 | 6.8471 | 6.7258 | 3.1674 | 5.4012 | 3.356 | 3.9691 | 4.5166 | 5.1726 | 4.5762 | 6.1972 | 5.53 | 3.7633 | 4.0609 | 5.8982 | 5.8032 | 7.6552 | 5.4756 | 6.0966 | 5.9157 | 5.4997 | 8.3476 | 4.9696 | 7.8633 | 6.94 | 5.9581 | 4.3076 | 5.3451 | 1.4671 | 3.667 | 4.3465 | 4.3809 | 3.3265 | 4.661 | 4.4819 | 6.2442 | 7.9482 | 6.3894 | 4.1925 | 5.2781 | 4.7621 | 6.0055 | 3.7409 | 5.2718 |  | 4.3077 | 5.9598 | 8.4302 | 6.7939 | 4.2228 | 3.5496 | 3.5465 | 3.3323 | 3.0103 | 5.945 | 2.2043 | 2.0901 | 6.2027 | 5.209 | 6.6151 | 6.3176 | 4.4022 | 5.7275 | 4.5949 | 7.9215 | 4.617 | 6.3771 | 5.7194 | 4.6028 | 5.8756 | 8.208 | 6.3463 | 6.3815 | 6.3389 | 6.2339 | 4.3439 | 7.4585 | 5.4397 | 6.6967 | 6.9754 | 5.174 | 4.6036 | 6.6299 | 5.224 | 5.3278 | 7.3104 | 6.2344 | 8.5684 | 6.8855 | 6.6086 | 8.9074 | 9.3417 | 6.882 | 2.0853 | 2.9154 | 1.1572 | 1.9579 | 2.1695 | 0.24803 | 4.7965 | 4.4677 | 5.0461 | 3.698 | 3.5695 | 4.692 | 3.3912 | 1.9132 | 5.1852 | 0.76768 | 0.54553 | 2.3947 | 4.808 | 4.6609 | 3.3253 | 4.7873 | 4.4611 | 5.1892 | 3.6566 | 2.9439 | 4.3623 | 3.2029 | 3.4272 | 1.9163 | 2.7003 | 3.5731 | 2.7797 | 3.1421 | 1.9461 | 1.3799 | 6.0573 | 7.572 | 3.1176 | 5.0417 | 2.7493 | 1.6493 | 3.261 | 4.095 | 3.4852 | 3.1247 | 3.6068 | 4.1053 | 2.9161 | 4.2278 | 4.3669 | 3.2483 | 1.4187 | 0.73672
17% | 3.6824 | 3.0339 | 3.357 | 2.4929 | 3.7125 | 1.924 | 4.3594 | 6.1879 | 5.5783 | 4.9947 | 5.7937 | 5.0568 | 3.3256 | 4.5576 | 6.8069 | 3.116 |  |  | 4.028 | 4.4575 | 3.0881 | 4.1095 | 3.6696 | 5.2728 | 3.3876 | 2.774 | 1.4232 | 2.1481 | 4.2163 | 5.1358 | 7.0813 | 7.4325 | 6.7113 | 7.9237 | 7.3458 | 7.6081 | 5.3117 | 4.7064 | 3.6215 | 4.8746 | 4.722 | 5.0189 | 4.2969 | 3.5287 | 6.255 | 3.7507 | 2.981 | 3.5007 | 3.9087 | 5.0947 | 4.0776 | 3.417 | 5.6812 | 2.7134 | 7.2753 | 7.664 | 3.9351 | 7.0171 | 6.858 | 6.2197 | 5.7198 | 5.5292 | 6.2015 | 5.597 | 5.8624 |  | 6.9691 | 6.621 | 6.0889 | 7.0914 | 7.4598 | 7.2917 | 4.1729 | 4.9461 | 6.1542 | 6.0746 | 4.3092 | 6.1206 | 6.694 | 7.0621 | 6.2511 | 6.8013 | 6.3083 |  | 8.3356 | 6.4977 | 6.5438 | 7.4125 | 6.7404 | 6.4325 | 8.7471 | 8.8464 | 5.8644 | 7.2993 | 7.9804 | 6.6154 | 6.6531 | 7.3519 | 7.4192 | 7.0791 | 8.6847 | 7.5412 | 6.6075 | 7.6771 | 6.8095 | 7.1971 | 6.1512 | 7.8097 | 8.6223 | 9.6194 | 8.4782 | 7.7868 | 7.8409 | 7.6662 | 6.9001 | 6.7048 | 6.2096 | 8.0824 | 6.5759 | 7.8384 | 6.6186 | 9.1585 | 7.2625 | 6.2453 | 7.4476 | 6.2828 | 5.6561 | 8.7415 | 7.0863 | 6.388 | 8.1597 | 8.0212 | 7.8444 | 7.7283 | 8.8687 | 7.3037 | 7.2198 | 6.8937 | 12.0363 | 11.2145 | 10.0928 | 13.4928 | 10.8473 | 11.407 | 8.2506 | 9.7337 | 7.5344 | 9.1858 | 7.7327 | 11.1347 | 7.8485 | 8.1874 | 6.7445 | 7.1773 | 7.8478 | 6.3843 | 7.6777 | 8.2128 | 6.7337 | 7.9394 | 7.6288 | 6.2364 | 5.3641 | 6.0642 | 5.7284 | 5.0078 | 5.8901 | 5.2384 | 3.9718 | 3.9826 | 3.5951 | 4.0791 | 2.4926 | 3.8661 | 3.3224 | 3.9558 | 3.0122 | 4.0725 | 3.3388 | 3.017 | 3.9776 | 2.8513 | 4.1803 | 4.7678 | 3.7069 | 3.086 | 0.087782 | 1.9211 | 1.7328 | 2.8271 | -1.789 | 1.866 | 0.79941 | 1.7223 | 0.78295 | 1.9323 | 0.86962 | 2.2333 | 5.1451 | 4.3642 | 4.9083 | 2.9169 | 3.3454 | 4.5448 | 1.936 | 4.6432 | 2.1972 | 4.7701 | 3.3734 | 5.0453 | 4.4955 | 5.1879 | 4.5433 | 6.1672 | 5.8465 | 3.9104 | 6.0536 | 6.0651 | 7.1016 | 7.1637 | 6.0102 | 5.8237 | 4.9287 | 3.6882 | 5.0739 | 5.0971 | 4.8585 | 4.5272 | 5.7564 | 5.2887 | 6.3389 | 7.413 | 4.4303 | 5.8531 | 4.5216 | 4.7955 | 5.9235 | 5.5248 | 4.1503 | 5.6366 | 6.0453 | 5.7977 | 7.1819 | 6.2906 | 8.1405 | 6.2549 | 6.5195 | 4.7694 | 6.1249 | 6.0497 | 6.5494 | 5.8081 | 4.4306 | 5.5403 | 5.7874 | 5.2203 | 5.9604 | 6.0562 | 7.8528 | 7.8578 | 10.8101 | 8.2881 | 7.1083 | 7.5425 | 4.8826 | 6.4302 | 6.6203 | 6.3253 | 6.081 | 6.2166 | 5.0022 | 6.5578 | 5.9638 | 4.5833 | 6.4619 | 5.4175 | 6.2834 | 5.8832 | 4.77 | 3.7975 | 5.8013 | 5.6544 | 6.9641 | 7.0351 | 6.9424 | 7.0657 | 6.2712 | 6.5404 | 6.7844 | 7.1165 | 6.0514 | 6.798 | 5.8944 | 5.7784 | 5.0304 | 4.1617 | 4.5858 | 4.2978 | 5.2817 | 4.7732 | 5.0024 | 6.3856 | 6.4719 | 6.1415 | 7.3973 | 5.8701 | 5.64 | 6.2145 | 6.4288 | 6.2831 | 6.843 | 7.0254 | 5.7267 | 6.42 | 6.2992 | 5.5003 | 5.7953 | 5.3921 | 5.7537 | 5.761 | 5.9219 | 4.3817 | 5.0487 | 5.3522 | 6.0575 | 6.4055 | 7.071 | 7.1925 | 6.0741 | 6.9672 | 5.4311 | 7.5033 | 6.4314 | 6.8077 | 7.4806 | 6.4019 | 8.5713 | 7.1167 | 7.422 | 7.6747 | 6.9825 | 5.9769 | 6.2478 | 6.7555 | 5.3551 | 7.2253 |  |  | 7.8204 | 5.3801 | 8.5947 | 7.5858 | 8.0986 | 7.8697 | 8.3229 | 7.3442 | 5.0236 | 4.2933 | 5.4959 | 5.4746 | 5.8399 | 8.0359 | 7.8957 | 6.7035 | 6.5802 | 6.742 | 6.3635 | 7.7951 | 5.5902 | 6.9016 | 5.6173 | 6.1726 | 8.8137 | 10.2085 | 8.0271 | 8.1121 | 10.3619 | 8.6684 | 5.4561 | 6.4769 | 6.3096 | 6.7445 | 7.2858 | 6.0356 | 5.6136 | 6.5552 | 6.2396 | 5.7582 | 5.8687 | 6.4212 | 8.5842 | 7.5972 | 6.0492 | 6.5521 | 7.6265 | 7.2826 | 3.7762 | 5.9572 | 3.9453 | 4.5573 | 5.2202 | 6.0292 | 5.2478 | 6.4426 | 5.9281 | 4.4423 | 4.7149 | 6.6125 | 6.4082 | 8.2436 | 6.1312 | 6.8127 | 6.4542 | 6.2373 | 8.8984 | 5.5599 | 8.4588 | 7.5443 | 6.4974 | 4.9213 | 5.894 | 1.9918 | 3.9874 | 4.8044 | 5.1166 | 3.872 | 5.2654 | 5.0617 | 6.671 | 8.4584 | 7.0833 | 4.8543 | 5.9354 | 5.5056 | 6.7592 | 4.5911 | 5.8849 |  | 5.1183 | 6.7134 | 9.1243 | 7.607 | 4.9799 | 4.313 | 4.2593 | 4.1021 | 3.696 | 6.5039 | 2.9101 | 2.76 | 6.7969 | 5.9209 | 7.2528 | 6.9957 | 4.9701 | 6.3213 | 5.282 | 8.685 | 5.3638 | 6.9113 | 6.465 | 5.2621 | 6.528 | 8.8041 | 7.0678 | 7.0229 | 6.9065 | 6.7973 | 5.088 | 7.9791 | 6.2429 | 7.3945 | 7.6759 | 5.7287 | 5.1882 | 7.1762 | 5.7831 | 5.8377 | 7.8156 | 6.9203 | 9.1773 | 7.4828 | 7.2343 | 9.5417 | 9.9814 | 7.5323 | 2.7924 | 3.5505 | 1.854 | 2.5922 | 2.6796 | 0.92512 | 5.2018 | 4.974 | 5.7881 | 4.3671 | 4.1696 | 5.3747 | 4.1734 | 2.4648 | 5.849 | 1.4468 | 1.1471 | 2.888 | 5.3499 | 5.3889 | 3.8823 | 5.3371 | 4.9866 | 5.774 | 4.3201 | 3.3644 | 4.8479 | 3.7747 | 4.0075 | 2.5093 | 3.3278 | 4.2837 | 3.5014 | 3.7544 | 2.5582 | 1.9637 | 6.6126 | 8.0136 | 3.8514 | 5.7702 | 3.4348 | 2.3957 | 3.8741 | 4.5145 | 4.1982 | 3.8667 | 4.2876 | 4.8384 | 3.4858 | 4.7706 | 4.8809 | 4.0096 | 2.1524 | 1.3416
18% | 4.0803 | 3.5987 | 3.8123 | 2.8742 | 4.1065 | 2.3833 | 4.7785 | 6.3506 | 5.8512 | 5.3639 | 6.0589 | 5.3578 | 3.4762 | 4.6033 | 6.9325 | 3.3757 |  |  | 4.3523 | 4.7298 | 3.3869 | 4.427 | 4.0769 | 5.5143 | 3.6444 | 2.9869 | 1.8677 | 2.4669 | 4.4803 | 5.3355 | 7.4911 | 7.6562 | 6.8728 | 8.2285 | 7.6813 | 7.9817 | 5.6093 | 4.9697 | 3.9973 | 5.1653 | 5.0004 | 5.2599 | 4.5072 | 3.8447 | 6.4694 | 4.1888 | 3.3142 | 3.8778 | 4.2085 | 5.4298 | 4.3892 | 3.7388 | 5.9417 | 3.0564 | 7.6664 | 8.2867 | 4.6248 | 7.5727 | 7.4246 | 6.9108 | 6.4732 | 6.059 | 6.8164 | 6.2743 | 6.449 |  | 7.6046 | 7.2435 | 6.6957 | 7.7874 | 8.128 | 7.9476 | 4.842 | 5.4081 | 6.7288 | 6.6684 | 4.9064 | 6.6714 | 7.4199 | 7.7587 | 6.9104 | 7.3701 | 6.984 |  | 8.8567 | 7.1455 | 7.169 | 7.9433 | 7.316 | 7.0756 | 9.2162 | 9.4146 | 6.4592 | 7.9424 | 8.4331 | 7.4919 | 7.2682 | 7.8407 | 8.1543 | 7.6946 | 9.3525 | 8.1528 | 7.035 | 8.2508 | 7.3638 | 7.7175 | 6.6698 | 8.3601 | 9.23 | 10.1064 | 9.0743 | 8.0591 | 8.401 | 8.2469 | 7.461 | 7.3282 | 6.63 | 8.3516 | 7.047 | 8.367 | 7.1053 | 9.256 | 7.4841 | 6.5739 | 7.7752 | 6.6988 | 6.1422 | 9.0988 | 7.5388 | 6.7584 | 8.5314 | 8.5468 | 8.0977 | 8.2638 | 9.2273 | 7.6506 | 7.4149 | 7.285 | 12.1845 | 11.7813 | 10.2509 | 13.927 | 11.147 | 11.9437 | 8.4603 | 9.96 | 8.1517 | 9.5131 | 8.0839 | 11.7202 | 8.2431 | 8.6718 | 7.0248 | 7.8148 | 8.294 | 6.8423 | 7.9922 | 8.3664 | 7.122 | 8.4353 | 7.8371 | 6.7382 | 6.2387 | 6.7759 | 6.1677 | 5.4948 | 6.4301 | 5.8321 | 4.4407 | 4.3254 | 3.9864 | 4.5076 | 2.9262 | 4.4954 | 3.7916 | 4.5149 | 3.4839 | 4.5448 | 3.6149 | 3.5098 | 4.5851 | 3.3294 | 4.6 | 5.1495 | 4.04 | 3.5024 | 0.83363 | 2.7016 | 2.3581 | 3.4053 | -0.80209 | 2.4471 | 1.5566 | 2.2887 | 1.3442 | 2.655 | 1.4048 | 2.799 | 5.5968 | 4.9219 | 5.2134 | 3.3733 | 3.8278 | 5.0449 | 2.3403 | 5.1525 | 2.5724 | 5.1721 | 3.8608 | 5.4871 | 4.9256 | 5.6849 | 4.9893 | 6.6007 | 6.3526 | 4.2973 | 6.6135 | 6.4368 | 7.5855 | 7.7573 | 6.5148 | 6.2943 | 5.4081 | 4.0845 | 5.4707 | 5.3484 | 5.2633 | 5.0063 | 6.1846 | 5.766 | 6.7112 | 7.8853 | 4.894 | 6.343 | 5.1157 | 5.4127 | 6.4306 | 6.0272 | 4.5798 | 6.1481 | 6.3937 | 6.1329 | 7.591 | 6.6231 | 8.9135 | 6.8332 | 7.0128 | 5.3563 | 6.572 | 6.5346 | 7.0216 | 6.2655 | 5.1633 | 6.1316 | 6.4134 | 5.7322 | 6.4896 | 6.535 | 8.2906 | 8.3129 | 11.0319 | 8.6391 | 7.4121 | 7.9342 | 5.3577 | 6.8221 | 7.1557 | 6.8105 | 6.6088 | 6.5829 | 5.7007 | 7.3069 | 6.4898 | 5.0701 | 6.9237 | 5.9312 | 6.8463 | 6.3194 | 5.3351 | 4.3964 | 6.2794 | 6.1533 | 7.5461 | 7.6993 | 7.4634 | 7.6843 | 6.8523 | 7.1249 | 7.3245 | 7.4771 | 6.534 | 7.3435 | 6.3339 | 6.3877 | 5.6202 | 4.7498 | 5.1883 | 4.6873 | 5.8504 | 5.2436 | 5.408 | 6.9934 | 7.2549 | 6.7492 | 8.0131 | 6.4212 | 6.1219 | 6.8082 | 6.8757 | 6.9261 | 7.355 | 7.6171 | 6.278 | 6.9053 | 6.9046 | 6.0088 | 6.2458 | 6.0036 | 6.3622 | 6.4064 | 6.4886 | 5.0035 | 5.6359 | 5.8518 | 6.7044 | 6.925 | 7.4778 | 7.6083 | 6.576 | 7.7136 | 5.8953 | 8.1261 | 7.0086 | 7.4179 | 7.9858 | 7.0372 | 9.0652 | 7.883 | 7.9656 | 8.1857 | 7.5885 | 6.7868 | 6.7883 | 7.1515 | 5.8212 | 7.6556 |  |  | 8.4002 | 5.9257 | 9.2096 | 7.9931 | 8.4846 | 8.4162 | 8.7959 | 7.7872 | 5.5834 | 4.9159 | 6.1008 | 6.1762 | 6.4207 | 8.6589 | 8.366 | 7.1878 | 7.0663 | 7.1636 | 6.8004 | 8.1796 | 6.267 | 7.6149 | 6.1514 | 6.5713 | 9.3847 | 10.4798 | 8.46 | 8.7582 | 10.8114 | 9.2063 | 5.935 | 6.8545 | 6.7773 | 7.0319 | 7.6673 | 6.5072 | 5.9777 | 6.9276 | 6.7467 | 6.3008 | 6.2829 | 6.8986 | 8.9528 | 7.9193 | 6.6447 | 6.9108 | 8.2126 | 7.7428 | 4.3508 | 6.4675 | 4.4638 | 5.042 | 5.7701 | 6.8266 | 5.8288 | 6.6057 | 6.2468 | 5.0694 | 5.1899 | 7.2757 | 6.8966 | 8.6688 | 6.7017 | 7.4421 | 6.8923 | 6.9981 | 9.2932 | 6.237 | 8.9651 | 8.0205 | 6.8303 | 5.5236 | 6.3725 | 2.4001 | 4.2251 | 5.1502 | 5.7511 | 4.2247 | 5.8277 | 5.5323 | 6.9736 | 8.7868 | 7.5462 | 5.4129 | 6.6248 | 6.238 | 7.2847 | 5.2262 | 6.4697 |  | 5.8228 | 7.4204 | 9.87 | 8.3939 | 5.7618 | 5.0572 | 4.9001 | 4.6785 | 4.449 | 7.038 | 3.5559 | 3.4591 | 7.3801 | 6.6191 | 7.7788 | 7.5332 | 5.7144 | 6.9218 | 5.8555 | 9.3538 | 6.0253 | 7.4871 | 7.0639 | 5.9338 | 7.182 | 9.3623 | 7.7597 | 7.6544 | 7.4838 | 7.2464 | 5.8439 | 8.4211 | 6.8392 | 8.0244 | 8.3228 | 6.56 | 5.7141 | 7.6325 | 6.2544 | 6.3408 | 8.2753 | 7.5928 | 9.7059 | 7.9967 | 7.7447 | 10.1439 | 10.5316 | 8.1517 | 3.4536 | 4.1566 | 2.677 | 3.1258 | 3.1942 | 1.5912 | 5.7151 | 5.4156 | 6.4232 | 4.9204 | 4.731 | 5.9622 | 4.9447 | 3.0749 | 6.4583 | 2.033 | 1.7694 | 3.5978 | 5.9025 | 5.9282 | 4.4733 | 6.1531 | 5.477 | 6.2295 | 4.851 | 4.1168 | 5.2602 | 4.4232 | 4.5136 | 2.883 | 3.8889 | 4.8053 | 4.1219 | 4.3091 | 3.1589 | 2.5447 | 7.0697 | 8.5856 | 4.5919 | 6.4457 | 4.0877 | 3.0536 | 4.4012 | 4.9521 | 4.812 | 4.555 | 5.0005 | 5.48 | 4.191 | 5.2848 | 5.3579 | 4.7195 | 2.8682 | 1.9986
19% | 4.4333 | 3.9389 | 4.2253 | 3.1876 | 4.4597 | 2.772 | 5.1959 | 6.4708 | 6.0506 | 5.7048 | 6.2491 | 5.8039 | 3.5786 | 4.6045 | 6.9753 | 3.5169 |  |  | 4.6681 | 4.9705 | 3.5996 | 4.714 | 4.4383 | 5.7217 | 3.788 | 3.1918 | 2.199 | 2.7138 | 4.6567 | 5.4751 | 7.8189 | 7.8248 | 7.1447 | 8.4523 | 7.9802 | 8.2283 | 5.8438 | 5.1708 | 4.2938 | 5.4093 | 5.2138 | 5.4592 | 4.6415 | 4.0951 | 6.6539 | 4.4949 | 3.6246 | 4.232 | 4.4409 | 5.7464 | 4.6513 | 3.9971 | 6.1373 | 3.297 | 7.9694 | 8.7752 | 5.2997 | 8.0578 | 7.9023 | 7.5303 | 7.1737 | 6.4928 | 7.3134 | 6.8538 | 6.956 |  | 8.1069 | 7.7732 | 7.2042 | 8.431 | 8.6854 | 8.5016 | 5.3125 | 5.7845 | 7.2443 | 7.1606 | 5.3146 | 7.1226 | 7.9506 | 8.2123 | 7.4738 | 7.8412 | 7.5573 |  | 9.2708 | 7.7224 | 7.5542 | 8.374 | 7.8241 | 7.6257 | 9.6187 | 9.9079 | 6.9805 | 8.4019 | 8.805 | 7.9558 | 7.8174 | 8.297 | 8.712 | 8.2298 | 9.9034 | 8.7473 | 7.3742 | 8.7113 | 7.8698 | 8.1674 | 7.0955 | 8.8643 | 9.8066 | 10.5313 | 9.5783 | 8.2461 | 8.8466 | 8.7417 | 7.9205 | 7.8723 | 6.9286 | 8.4753 | 7.4154 | 8.6127 | 7.4248 | 9.2635 | 7.6745 | 6.8138 | 8.0168 | 6.9276 | 6.5167 | 9.2872 | 7.869 | 6.9906 | 8.8415 | 8.9099 | 8.295 | 8.7338 | 9.5 | 7.9581 | 7.5671 | 7.5501 | 12.1605 | 12.2154 | 10.3604 | 14.2891 | 11.3833 | 12.564 | 8.6486 | 10.1127 | 8.6923 | 9.6372 | 8.3969 | 12.179 | 8.6668 | 8.9197 | 7.1518 | 8.2489 | 8.7124 | 7.0481 | 8.1528 | 8.3819 | 7.272 | 8.7152 | 8.0639 | 7.1779 | 6.7264 | 7.3288 | 6.5521 | 5.8956 | 6.8907 | 6.2297 | 4.8256 | 4.6743 | 4.3739 | 4.8804 | 3.3661 | 4.8588 | 4.2871 | 4.9992 | 3.8439 | 4.9513 | 3.9142 | 3.8938 | 5.0989 | 3.7487 | 5.0063 | 5.5825 | 4.3929 | 3.9012 | 1.4613 | 3.3501 | 2.8991 | 3.8652 | 0.018357 | 2.9196 | 2.1762 | 2.8382 | 1.8264 | 3.2934 | 1.8228 | 3.2754 | 6.0768 | 5.5467 | 5.0824 | 3.7836 | 4.2498 | 5.582 | 2.7407 | 5.5799 | 2.9203 | 5.4623 | 4.2803 | 5.8464 | 5.29 | 6.132 | 5.3571 | 6.9103 | 6.8351 | 4.6206 | 7.006 | 6.7683 | 7.9945 | 8.2094 | 6.9262 | 6.6416 | 5.8237 | 4.4628 | 5.7498 | 5.5592 | 5.6021 | 5.404 | 6.5225 | 6.122 | 7.0212 | 8.2704 | 5.3027 | 6.748 | 5.6105 | 5.9635 | 6.8438 | 6.4191 | 5.0256 | 6.5635 | 6.6783 | 6.4161 | 7.8992 | 6.8551 | 9.6436 | 7.2332 | 7.5354 | 5.8005 | 6.9927 | 6.9992 | 7.3531 | 6.6246 | 5.8578 | 6.651 | 6.9265 | 6.2043 | 6.9154 | 6.942 | 8.6431 | 8.7727 | 11.1531 | 8.9276 | 7.6862 | 8.2509 | 5.8007 | 7.2256 | 7.5788 | 7.2146 | 7.0142 | 6.8817 | 6.3155 | 7.8576 | 6.9987 | 5.5124 | 7.374 | 6.5121 | 7.2203 | 6.7621 | 5.76 | 4.8008 | 6.6777 | 6.4694 | 8.0006 | 8.2761 | 8.0273 | 8.2009 | 7.532 | 7.6047 | 7.8797 | 7.7769 | 6.9502 | 7.7638 | 6.8345 | 6.9908 | 6.092 | 5.2806 | 5.6998 | 5.0856 | 6.3816 | 5.7648 | 5.818 | 7.4467 | 7.8299 | 7.16 | 8.5407 | 6.9858 | 6.5892 | 7.3105 | 7.3346 | 7.5372 | 7.8076 | 8.0955 | 6.7387 | 7.3321 | 7.2687 | 6.5526 | 6.621 | 6.3985 | 6.8873 | 6.9985 | 7.0151 | 5.5494 | 6.15 | 6.2558 | 7.2811 | 7.3441 | 7.8541 | 7.9527 | 7.0677 | 8.2697 | 6.2791 | 8.5605 | 7.4029 | 7.8977 | 8.4536 | 7.5999 | 9.5046 | 8.5269 | 8.4191 | 8.6443 | 8.1881 | 7.4141 | 7.2089 | 7.4573 | 6.2589 | 7.9412 |  |  | 8.925 | 6.4206 | 9.6226 | 8.4158 | 8.798 | 8.7696 | 9.2428 | 8.213 | 5.9487 | 5.3646 | 6.4874 | 6.5951 | 6.9054 | 9.1429 | 8.7868 | 7.5914 | 7.4839 | 7.5119 | 7.1539 | 8.4572 | 6.773 | 8.0748 | 6.5048 | 6.9327 | 9.782 | 10.7076 | 8.8653 | 9.1351 | 11.1772 | 9.6176 | 6.3122 | 7.0961 | 7.0635 | 7.2571 | 7.9117 | 6.9646 | 6.2678 | 7.1421 | 7.0652 | 6.7454 | 6.5401 | 7.2459 | 9.249 | 8.2162 | 7.0761 | 7.1772 | 8.7018 | 8.0329 | 4.8712 | 6.9066 | 4.8597 | 5.4614 | 6.1841 | 7.466 | 6.3259 | 6.6927 | 6.5442 | 5.6596 | 5.5457 | 7.777 | 7.3028 | 9.0336 | 7.2202 | 7.9421 | 7.1932 | 7.5339 | 9.6131 | 6.7528 | 9.3963 | 8.4559 | 7.1279 | 5.9728 | 6.7732 | 2.7438 | 4.3663 | 5.4075 | 6.2794 | 4.4838 | 6.3262 | 5.9324 | 7.1809 | 9.0323 | 8.0288 | 5.8477 | 7.2167 | 6.8747 | 7.8548 | 5.8621 | 7.0334 |  | 6.4606 | 8.1078 | 10.3249 | 9.1043 | 6.4318 | 5.8062 | 5.5321 | 5.21 | 5.02 | 7.4664 | 4.1105 | 4.0739 | 7.8912 | 7.2144 | 8.1868 | 8.0216 | 6.3054 | 7.4584 | 6.395 | 9.8811 | 6.6479 | 7.9665 | 7.5424 | 6.5539 | 7.8018 | 9.8445 | 8.3122 | 8.2099 | 7.9187 | 7.6928 | 6.5324 | 8.8473 | 7.3733 | 8.6315 | 8.8904 | 7.1071 | 6.1432 | 8.0737 | 6.6335 | 6.8431 | 8.7009 | 8.1561 | 10.1839 | 8.4526 | 8.1974 | 10.6887 | 11.0214 | 8.7038 | 4.0655 | 4.7379 | 3.1868 | 3.7187 | 3.6723 | 2.2368 | 6.1158 | 5.8959 | 7.0465 | 5.4144 | 5.2927 | 6.4748 | 5.563 | 3.6814 | 6.9634 | 2.5802 | 2.3909 | 4.1526 | 6.3853 | 6.4368 | 4.9485 | 6.5481 | 5.943 | 6.7439 | 5.3415 | 4.7105 | 5.6542 | 4.9856 | 4.9371 | 3.9312 | 4.4213 | 5.3263 | 4.5707 | 4.8779 | 3.7385 | 3.1145 | 7.5143 | 9.0644 | 5.253 | 7.1292 | 4.6804 | 3.6897 | 4.9087 | 5.3669 | 5.4065 | 5.1778 | 5.6254 | 6.1006 | 4.562 | 5.7151 | 5.7516 | 5.2486 | 3.5291 | 2.5711
20% | 4.7546 | 4.1856 | 4.6386 | 3.45 | 4.7838 | 3.0988 | 5.5111 | 6.5626 | 6.2042 | 5.9295 | 6.3748 | 6.1011 | 3.642 | 4.5545 | 6.9575 | 3.6703 |  |  | 4.8436 | 5.1492 | 3.8223 | 4.9381 | 4.7145 | 5.8938 | 3.9487 | 3.3948 | 2.5048 | 2.9694 | 4.8172 | 5.6108 | 8.0843 | 8.0075 | 7.2763 | 8.6492 | 8.2508 | 8.4617 | 6.0778 | 5.3467 | 4.507 | 5.6231 | 5.4193 | 5.6459 | 4.7582 | 4.3053 | 6.7946 | 4.7333 | 3.888 | 4.506 | 4.6259 | 6.0205 | 4.8755 | 4.2079 | 6.2902 | 3.4997 | 8.1969 | 9.2447 | 5.7207 | 8.4466 | 8.296 | 8.0399 | 7.669 | 6.8884 | 7.7077 | 7.3024 | 7.3902 |  | 8.6096 | 8.1867 | 7.6759 | 8.8988 | 9.0331 | 9.0043 | 5.7503 | 6.0733 | 7.7125 | 7.5598 | 5.9236 | 7.5238 | 8.6277 | 8.8472 | 7.9367 | 8.2509 | 8.0957 |  | 9.6076 | 8.2081 | 8.0802 | 8.7728 | 8.2728 | 8.1156 | 9.8997 | 10.3502 | 7.5088 | 9.0397 | 9.0878 | 8.3194 | 8.2762 | 8.7035 | 9.0908 | 8.6356 | 10.2846 | 9.1357 | 7.6365 | 9.047 | 8.2107 | 8.4431 | 7.4306 | 9.2822 | 10.2713 | 10.8285 | 10.0252 | 8.3724 | 9.2001 | 9.169 | 8.2937 | 8.4307 | 7.0976 | 8.6061 | 7.6691 | 8.8473 | 7.5357 | 9.2881 | 7.7702 | 6.9951 | 8.2358 | 7.2141 | 6.8372 | 9.4575 | 8.0739 | 7.2036 | 9.0968 | 9.1951 | 8.3878 | 9.1179 | 9.7223 | 8.094 | 7.7686 | 7.7345 | 12.0706 | 12.5672 | 10.2953 | 14.5385 | 11.5819 | 12.9743 | 8.732 | 10.2944 | 9.0357 | 9.7465 | 8.4885 | 12.4275 | 8.9937 | 9.09 | 7.1982 | 8.7992 | 9.033 | 7.2889 | 8.2902 | 8.3603 | 7.4586 | 8.9185 | 8.1872 | 7.4889 | 7.1434 | 7.7653 | 6.8897 | 6.2789 | 7.3286 | 6.617 | 5.1538 | 5.0007 | 4.6922 | 5.1978 | 3.7678 | 5.0632 | 4.6663 | 5.4558 | 4.1661 | 5.2761 | 4.2025 | 4.2479 | 5.4931 | 4.0584 | 5.4 | 5.851 | 4.6588 | 4.2171 | 1.9577 | 3.9037 | 3.3914 | 4.2705 | 0.75371 | 3.3907 | 2.6512 | 3.1559 | 2.228 | 3.8492 | 2.2023 | 3.6774 | 5.8583 | 5.9185 | 5.3142 | 4.1413 | 4.6222 | 5.8791 | 3.1114 | 5.8621 | 3.213 | 5.6948 | 4.6375 | 6.1486 | 5.6446 | 6.5269 | 5.6935 | 7.111 | 7.3813 | 4.8626 | 7.3198 | 7.0037 | 8.3044 | 8.6333 | 7.3195 | 6.9833 | 6.1415 | 4.8222 | 6.003 | 5.7375 | 5.8095 | 5.7998 | 6.8027 | 6.4164 | 7.2934 | 8.606 | 5.7156 | 7.1293 | 6.1585 | 6.4212 | 7.2178 | 6.7868 | 5.4092 | 6.9137 | 6.9332 | 6.6642 | 8.1192 | 7.02 | 10.3058 | 7.5698 | 7.9225 | 6.1759 | 7.3107 | 7.3933 | 7.6643 | 6.9507 | 6.439 | 7.1135 | 7.4076 | 6.5919 | 7.282 | 7.2989 | 8.9496 | 9.1369 | 11.1878 | 9.1471 | 7.9319 | 8.5053 | 6.1554 | 7.5541 | 7.9222 | 7.6174 | 7.4075 | 7.1483 | 6.8886 | 8.2993 | 7.3632 | 5.9078 | 7.6828 | 6.9685 | 7.6255 | 6.902 | 6.2029 | 5.102 | 6.9926 | 6.807 | 8.5107 | 8.7522 | 8.4258 | 8.623 | 8.0707 | 8.1092 | 8.3573 | 8.0114 | 7.2878 | 8.124 | 7.1755 | 7.3708 | 6.55 | 5.7594 | 6.1116 | 5.3908 | 6.8307 | 6.1674 | 6.1758 | 7.8603 | 8.3049 | 7.6481 | 9.0011 | 7.4218 | 7.0234 | 7.794 | 7.7444 | 7.9988 | 8.2194 | 8.6145 | 7.1987 | 7.6723 | 7.8129 | 7.039 | 7.0533 | 6.7043 | 7.3119 | 7.4586 | 7.4172 | 6.043 | 6.5912 | 6.6215 | 7.6497 | 7.6999 | 8.182 | 8.3075 | 7.5025 | 8.9797 | 6.548 | 9.017 | 7.644 | 8.2215 | 8.8176 | 8.0954 | 9.8128 | 9.0212 | 8.7916 | 9.007 | 8.637 | 7.9812 | 7.533 | 7.72 | 6.68 | 8.2278 |  |  | 9.331 | 6.8843 | 10.0436 | 8.752 | 9.0357 | 9.1114 | 9.5642 | 8.547 | 6.3205 | 5.8769 | 6.8787 | 6.9693 | 7.323 | 9.5471 | 9.1648 | 7.9421 | 7.9164 | 7.875 | 7.3999 | 8.6741 | 7.1759 | 8.4871 | 6.8848 | 7.2014 | 10.1179 | 10.8624 | 9.3637 | 9.582 | 11.4699 | 9.9479 | 6.5745 | 7.3715 | 7.2918 | 7.4342 | 8.048 | 7.3099 | 6.4597 | 7.3164 | 7.3293 | 7.0842 | 6.7328 | 7.5659 | 9.3717 | 8.3896 | 7.5215 | 7.3358 | 9.1432 | 8.2589 | 5.381 | 7.2523 | 5.1875 | 5.801 | 6.5576 | 7.9853 | 6.7584 | 6.6212 | 6.7017 | 6.218 | 5.8939 | 8.1768 | 7.6157 | 9.2249 | 7.6367 | 8.4013 | 7.4167 | 8.0739 | 9.8453 | 7.1171 | 9.7612 | 8.7531 | 7.2409 | 6.2525 | 7.0854 | 3.0361 | 4.4215 | 5.5861 | 6.7071 | 4.6209 | 6.7716 | 6.2367 | 7.3011 | 9.1783 | 8.3619 | 6.2204 | 7.7587 | 7.497 | 8.3411 | 6.4514 | 7.4738 |  | 7.1464 | 8.7458 | 10.9092 | 9.6728 | 7.0731 | 6.4477 | 6.0455 | 5.7151 | 5.6005 | 7.8089 | 4.7007 | 4.7921 | 8.3226 | 7.7185 | 8.5716 | 8.4655 | 6.7881 | 7.8786 | 6.9572 | 10.2766 | 7.2389 | 8.3374 | 7.9892 | 7.0685 | 8.3321 | 10.244 | 8.7872 | 8.6498 | 8.2789 | 8.0194 | 7.1583 | 9.2103 | 7.8759 | 9.3456 | 9.3901 | 7.6323 | 6.5705 | 8.431 | 6.9898 | 7.2483 | 9.0193 | 8.6358 | 10.5927 | 8.7895 | 8.5586 | 11.1694 | 11.4466 | 9.1671 | 4.6513 | 5.2394 | 3.79 | 4.2858 | 4.135 | 2.8868 | 6.357 | 6.3405 | 7.5938 | 5.7471 | 5.7517 | 6.9777 | 6.2531 | 4.2946 | 7.4632 | 3.3649 | 3.0332 | 4.711 | 6.8224 | 6.8973 | 5.2835 | 6.9559 | 6.385 | 7.2123 | 5.8224 | 5.2403 | 6.0243 | 5.3703 | 5.5103 | 4.4192 | 4.9542 | 5.8319 | 5.033 | 5.3897 | 4.2788 | 3.4628 | 7.8871 | 9.5067 | 5.8994 | 7.6515 | 5.2635 | 4.2903 | 5.3677 | 5.7458 | 5.9519 | 5.7712 | 6.2348 | 6.6801 | 4.9498 | 6.1424 | 6.198 | 5.749 | 4.1802 | 3.1469
21% | 4.9787 | 4.4054 | 4.9533 | 3.6712 | 5.0511 | 3.3741 | 5.758 | 6.6511 | 6.3179 | 6.121 | 6.461 | 6.3803 | 3.7057 | 4.4848 | 6.914 | 3.7931 |  |  | 5.0682 | 5.3686 | 4.0343 | 5.0977 | 4.9765 | 6.0404 | 4.0713 | 3.5223 | 2.7457 | 3.1569 | 4.93 | 5.7079 | 8.2816 | 8.131 | 7.3952 | 8.8023 | 8.4703 | 8.598 | 6.2678 | 5.5223 | 4.724 | 5.817 | 5.6168 | 5.8153 | 4.8478 | 4.5069 | 6.8872 | 4.9334 | 4.1196 | 4.7393 | 4.761 | 6.257 | 5.0841 | 4.4096 | 6.4231 | 3.7109 | 8.373 | 9.624 | 6.0745 | 8.8174 | 8.5635 | 8.4679 | 8.0566 | 7.1825 | 8.0558 | 7.6692 | 7.7253 |  | 9.0047 | 8.5566 | 8.0399 | 9.4188 | 9.6101 | 9.4032 | 6.1662 | 6.3147 | 8.0999 | 7.8915 | 6.3722 | 7.9006 | 9.0629 | 9.2354 | 8.3451 | 8.5501 | 8.58 |  | 9.8553 | 8.6044 | 8.4515 | 9.1207 | 8.6142 | 8.5381 | 10.1405 | 10.6086 | 7.888 | 9.4641 | 9.437 | 8.6255 | 8.6545 | 8.9953 | 9.4131 | 9.0732 | 10.5809 | 9.4606 | 7.8111 | 9.2918 | 8.5291 | 8.666 | 7.696 | 9.5513 | 10.606 | 11.1067 | 10.4291 | 8.4898 | 9.4174 | 9.5284 | 8.5545 | 8.8009 | 7.2808 | 8.7027 | 7.9146 | 9.0073 | 7.6347 | 9.117 | 7.922 | 6.997 | 8.3474 | 7.378 | 7.1439 | 9.6196 | 8.2223 | 7.3584 | 9.2672 | 9.373 | 8.398 | 9.3863 | 9.8777 | 8.1709 | 7.8746 | 7.8445 | 11.2923 | 12.8115 | 10.2278 | 14.6271 | 11.6174 | 13.1885 | 8.7654 | 10.3846 | 9.3753 | 9.8054 | 8.6573 | 12.6867 | 9.1665 | 9.2096 | 7.2849 | 9.1904 | 9.2594 | 7.4725 | 8.3691 | 8.3615 | 7.5299 | 9.0496 | 8.3081 | 7.7233 | 7.5887 | 8.1722 | 7.249 | 6.6065 | 7.6922 | 6.9761 | 5.479 | 5.2524 | 5.0122 | 5.4601 | 4.1627 | 5.27 | 4.9915 | 5.7669 | 4.439 | 5.5774 | 4.5735 | 4.5229 | 5.6854 | 4.3702 | 5.7638 | 6.125 | 4.8933 | 4.5153 | 2.3909 | 4.3659 | 3.7451 | 4.6216 | 1.5008 | 3.7656 | 3.0329 | 3.3778 | 2.5761 | 4.3328 | 2.512 | 4.0147 | 6.174 | 6.2034 | 5.4929 | 4.6558 | 4.9164 | 6.1715 | 3.3279 | 6.1772 | 3.4612 | 5.9307 | 4.969 | 6.4408 | 5.9525 | 6.8245 | 5.9044 | 7.288 | 7.7525 | 5.1317 | 7.5792 | 7.2057 | 8.5703 | 9.006 | 7.6622 | 7.2827 | 6.4104 | 5.1127 | 6.219 | 5.8645 | 6.0003 | 6.0753 | 7.0334 | 6.6636 | 7.5504 | 8.9484 | 6.025 | 7.4864 | 6.6202 | 6.8181 | 7.5778 | 7.1334 | 5.7756 | 7.2094 | 7.1631 | 6.9094 | 8.295 | 7.1541 | 10.8393 | 7.8574 | 8.2297 | 6.4779 | 7.6302 | 7.7163 | 7.9583 | 7.1999 | 6.9811 | 7.5055 | 7.8017 | 6.8999 | 7.5927 | 7.6313 | 9.193 | 9.4678 | 11.1643 | 9.3706 | 8.1504 | 8.7248 | 6.4948 | 7.8675 | 8.2784 | 7.9853 | 7.7507 | 7.3888 | 7.4212 | 8.6583 | 7.7708 | 6.3137 | 7.9609 | 7.395 | 8.1111 | 7.1694 | 6.5782 | 5.5752 | 7.2497 | 7.0569 | 8.8102 | 9.2558 | 8.9253 | 8.9952 | 8.5903 | 8.5335 | 8.7572 | 8.1783 | 7.6071 | 8.4363 | 7.4953 | 7.7575 | 6.9057 | 6.1971 | 6.4728 | 5.7018 | 7.228 | 6.4914 | 6.4953 | 8.2787 | 8.7108 | 8.1293 | 9.4094 | 7.7991 | 7.3724 | 8.1904 | 8.1152 | 8.4124 | 8.642 | 9.0233 | 7.6892 | 7.9697 | 8.2792 | 7.488 | 7.4172 | 7.0865 | 7.7841 | 7.8248 | 7.8155 | 6.4874 | 7.0541 | 6.9902 | 8.039 | 8.0163 | 8.4557 | 8.4648 | 7.8784 | 9.4324 | 6.7704 | 9.3912 | 7.9126 | 8.5132 | 9.0983 | 8.5266 | 10.0755 | 9.4268 | 9.0989 | 9.2718 | 8.9979 | 8.4105 | 7.7611 | 7.8838 | 7.0012 | 8.529 |  |  | 9.6641 | 7.3546 | 10.4571 | 9.0572 | 9.2456 | 9.3426 | 9.7696 | 8.7877 | 6.6324 | 6.1121 | 7.2245 | 7.4831 | 7.6919 | 9.8836 | 9.5023 | 8.266 | 8.2467 | 8.1908 | 7.5704 | 8.8526 | 7.5295 | 8.8521 | 7.2647 | 7.4522 | 10.3499 | 10.99 | 9.7127 | 9.9854 | 11.6669 | 10.2379 | 6.7641 | 7.5284 | 7.5195 | 7.5784 | 8.1248 | 7.6029 | 6.6072 | 7.5599 | 7.5251 | 7.3515 | 6.8945 | 7.7418 | 9.4189 | 8.449 | 7.8257 | 7.4505 | 9.4996 | 8.4303 | 5.7538 | 7.5059 | 5.4933 | 6.1071 | 6.8713 | 8.3761 | 7.1354 | 6.5 | 6.8105 | 6.6767 | 6.2334 | 8.5282 | 7.9671 | 9.3944 | 8.0351 | 8.8683 | 7.5974 | 8.5652 | 9.9819 | 7.4296 | 10.094 | 8.9906 | 7.288 | 6.4995 | 7.2917 | 3.5953 | 4.3921 | 5.6681 | 6.9993 | 4.6542 | 7.0966 | 6.4765 | 7.3292 | 9.2877 | 8.6311 | 6.5161 | 8.2875 | 7.9953 | 8.7789 | 6.9665 | 7.8728 |  | 7.7182 | 9.2814 | 11.379 | 10.1889 | 7.6461 | 7.1202 | 6.5323 | 6.2047 | 6.1469 | 8.0748 | 5.1772 | 5.3779 | 8.7118 | 8.2007 | 8.9579 | 8.8605 | 7.2445 | 8.2255 | 7.4708 | 10.6777 | 7.7618 | 8.6657 | 8.4183 | 7.6178 | 8.7457 | 10.5195 | 9.2475 | 9.0435 | 8.5948 | 8.3113 | 7.7148 | 9.5095 | 8.3284 | 9.9575 | 9.849 | 8.1412 | 7.0227 | 8.7538 | 7.2842 | 7.5677 | 9.3467 | 9.0611 | 10.9004 | 9.132 | 8.9008 | 11.6169 | 11.843 | 9.602 | 5.1436 | 5.7402 | 4.3003 | 4.7317 | 4.5931 | 3.5318 | 6.9297 | 6.8278 | 8.0106 | 6.3119 | 6.2643 | 7.4758 | 6.6642 | 4.8475 | 7.9753 | 3.9327 | 3.6948 | 5.2155 | 7.2719 | 7.3839 | 5.8271 | 7.3512 | 6.8778 | 7.6436 | 6.2836 | 5.7819 | 6.3612 | 5.9851 | 6.0054 | 5.1186 | 5.4581 | 6.3044 | 5.4673 | 5.857 | 4.7652 | 4.2317 | 8.2298 | 9.7939 | 6.5387 | 8.1526 | 5.8144 | 4.9097 | 5.7782 | 6.2204 | 6.493 | 6.335 | 6.674 | 7.2157 | 5.3375 | 6.5712 | 6.6096 | 6.2411 | 4.7781 | 3.7135
22% | 5.1815 | 4.5777 | 5.2726 | 3.8876 | 5.2926 | 3.6331 | 5.9576 | 6.7521 | 6.4222 | 6.2895 | 6.5134 | 6.6042 | 3.8366 | 4.4219 | 6.83 | 3.9486 |  |  | 5.2692 | 5.5956 | 4.2593 | 5.3091 | 5.1882 | 6.2107 | 4.1921 | 3.7128 | 2.945 | 3.3552 | 5.0423 | 5.7849 | 8.43 | 8.3057 | 7.5483 | 9.0086 | 8.7565 | 8.7571 | 6.4685 | 5.6841 | 4.9796 | 5.9959 | 5.7951 | 5.9732 | 4.9664 | 4.7172 | 6.9694 | 5.0819 | 4.3491 | 4.9484 | 4.9011 | 6.4685 | 5.3069 | 4.5967 | 6.4648 | 3.927 | 8.5292 | 9.9011 | 6.3443 | 9.1217 | 8.7983 | 8.8245 | 8.3881 | 7.4027 | 8.3333 | 7.928 | 8.0322 |  | 9.285 | 8.8985 | 8.3717 | 9.8972 | 9.9307 | 9.7359 | 6.5482 | 6.4667 | 8.6904 | 8.1543 | 6.7831 | 8.24 | 9.4527 | 9.6518 | 8.644 | 8.9462 | 8.9567 |  | 10.0443 | 8.9199 | 8.7662 | 9.4219 | 8.8522 | 8.8688 | 10.3461 | 10.8018 | 8.2505 | 9.8215 | 9.6454 | 8.8597 | 8.8554 | 9.2167 | 9.6674 | 9.3554 | 10.8299 | 9.7638 | 7.8922 | 9.4644 | 8.7751 | 8.843 | 7.927 | 9.7975 | 10.8942 | 11.282 | 10.7657 | 8.5449 | 9.6085 | 9.6901 | 8.74 | 9.1608 | 7.3994 | 8.7587 | 8.1122 | 9.1348 | 7.6559 | 8.9552 | 8.0967 | 7.1234 | 8.5173 | 7.5776 | 7.4257 | 9.7391 | 8.2836 | 7.4984 | 9.3738 | 9.4931 | 8.3964 | 9.6675 | 10.0227 | 8.3036 | 7.9258 | 7.9366 | 10.4772 | 12.9963 | 10.2175 | 14.6657 | 11.623 | 13.3059 | 8.8447 | 10.473 | 9.6178 | 9.8427 | 8.7495 | 12.8158 | 9.3566 | 9.2063 | 7.3599 | 9.5236 | 9.4083 | 7.5645 | 8.5338 | 8.3652 | 7.6488 | 9.1827 | 8.4157 | 7.9739 | 7.9564 | 8.5583 | 7.5548 | 6.9345 | 8.0328 | 7.3337 | 5.7569 | 5.5319 | 5.3245 | 5.6931 | 4.5608 | 5.5195 | 5.3169 | 6.121 | 4.6746 | 5.9794 | 5.0209 | 4.79 | 5.8491 | 4.637 | 6.077 | 6.3917 | 5.1502 | 4.7574 | 2.7734 | 4.8642 | 4.1523 | 4.8853 | 2.1363 | 4.1543 | 3.4169 | 3.6013 | 2.8553 | 4.7342 | 2.8072 | 4.3558 | 6.4382 | 5.9732 | 5.6712 | 4.8705 | 5.2096 | 6.4141 | 3.5205 | 6.3694 | 3.7327 | 6.1382 | 5.2521 | 6.6931 | 6.2299 | 7.156 | 6.0794 | 7.451 | 8.0123 | 5.3376 | 7.8052 | 7.3893 | 8.7881 | 9.3242 | 8.0088 | 7.5488 | 6.6454 | 5.4057 | 6.4045 | 5.967 | 6.1541 | 6.4113 | 7.2337 | 6.8911 | 7.7559 | 9.2099 | 6.3166 | 7.8179 | 6.9999 | 7.1688 | 7.8468 | 7.4311 | 6.1199 | 7.4704 | 7.3932 | 7.137 | 8.4197 | 7.2641 | 11.2701 | 8.1134 | 8.5034 | 6.7187 | 7.9117 | 8.0235 | 8.2213 | 7.4344 | 7.4811 | 7.8747 | 8.1501 | 7.1732 | 7.8627 | 7.9428 | 9.3993 | 9.7731 | 11.1075 | 9.5068 | 8.3611 | 8.9283 | 6.7903 | 8.1706 | 8.5815 | 8.3287 | 8.1114 | 7.6033 | 7.9558 | 8.9877 | 8.0858 | 6.6446 | 8.2589 | 7.765 | 8.4014 | 7.3467 | 6.984 | 5.8453 | 7.4439 | 7.258 | 9.3401 | 9.655 | 9.2468 | 9.3369 | 9.0368 | 8.887 | 9.1443 | 8.3177 | 7.9175 | 8.7804 | 7.8306 | 8.1527 | 7.2333 | 6.5985 | 6.8177 | 5.9995 | 7.5811 | 6.7652 | 6.7839 | 8.6322 | 9.0905 | 8.5126 | 9.8041 | 8.1454 | 7.6649 | 8.5839 | 8.4319 | 8.8582 | 8.955 | 9.3435 | 8.0252 | 8.2699 | 8.6053 | 7.8291 | 7.7549 | 7.4318 | 8.1951 | 8.1853 | 8.2487 | 6.9487 | 7.4465 | 7.3163 | 8.3518 | 8.2991 | 8.7154 | 8.6177 | 8.245 | 9.8547 | 6.9559 | 9.7157 | 8.0851 | 8.7841 | 9.3404 | 8.8729 | 10.2561 | 9.7413 | 9.3307 | 9.4942 | 9.3077 | 8.8317 | 7.9165 | 8.0535 | 7.2295 | 8.8036 |  |  | 9.9652 | 7.693 | 10.6894 | 9.3433 | 9.421 | 9.6632 | 9.9247 | 8.9636 | 6.9063 | 6.4252 | 7.4922 | 7.7426 | 8.0152 | 10.1598 | 9.798 | 8.5637 | 8.5109 | 8.472 | 7.733 | 8.9732 | 7.8581 | 9.1424 | 7.6014 | 7.6619 | 10.5464 | 11.0348 | 9.9743 | 10.2057 | 11.8024 | 10.4641 | 6.8841 | 7.6672 | 7.6722 | 7.6555 | 8.0926 | 7.7776 | 6.7476 | 7.6801 | 7.6793 | 7.5612 | 6.9709 | 7.9047 | 9.4267 | 8.4611 | 8.0824 | 7.5207 | 9.7374 | 8.5394 | 6.2068 | 7.7577 | 5.7575 | 6.3023 | 7.1509 | 8.6854 | 7.4353 | 6.4058 | 6.8673 | 7.0744 | 6.466 | 8.8112 | 8.0996 | 9.4364 | 8.3723 | 9.1662 | 7.7232 | 8.8761 | 10.0679 | 7.7098 | 10.4179 | 9.2201 | 7.354 | 6.7566 | 7.4405 | 3.7618 | 4.3036 | 5.6667 | 7.2097 | 4.5857 | 7.3307 | 6.6473 | 7.2889 | 9.2858 | 8.842 | 6.7487 | 8.7776 | 8.4881 | 9.2202 | 7.4398 | 8.2242 |  | 8.1579 | 9.7367 | 11.7789 | 10.6586 | 8.2358 | 7.6895 | 6.9599 | 6.6849 | 6.674 | 8.372 | 5.6619 | 5.9193 | 9.0427 | 8.5712 | 9.3063 | 9.3371 | 7.6998 | 8.4835 | 7.9278 | 11.0336 | 8.1847 | 8.9685 | 8.7902 | 8.0271 | 9.1414 | 10.7719 | 9.6513 | 9.3783 | 8.8587 | 8.5691 | 8.2698 | 9.8233 | 8.7568 | 10.394 | 10.2971 | 8.5463 | 7.453 | 9.0302 | 7.5022 | 7.8933 | 9.6214 | 9.4211 | 11.3433 | 9.3952 | 9.1631 | 12.0488 | 12.2301 | 10.0124 | 5.6111 | 6.2337 | 4.8595 | 5.3086 | 4.9316 | 4.1882 | 7.3516 | 7.2778 | 8.5218 | 6.7529 | 6.6794 | 7.9374 | 7.3197 | 5.5006 | 8.5208 | 4.4628 | 4.3852 | 5.6772 | 7.6748 | 7.8654 | 6.2259 | 7.747 | 7.328 | 8.0687 | 6.7819 | 6.3163 | 6.6817 | 6.52 | 6.5026 | 5.6954 | 5.9098 | 6.7604 | 5.9429 | 6.3562 | 5.2802 | 4.6905 | 8.5328 | 10.3858 | 7.0868 | 8.6448 | 6.3383 | 5.257 | 6.2274 | 6.6347 | 7.0301 | 6.8575 | 7.397 | 7.6909 | 5.7204 | 6.9728 | 7.0022 | 6.7505 | 5.359 | 4.2639
23% | 5.3696 | 4.7063 | 5.5598 | 4.0934 | 5.5203 | 3.9053 | 6.1434 | 6.8769 | 6.5465 | 6.47 | 6.574 | 6.81 | 3.8521 | 4.3638 | 6.7771 | 4.1148 |  |  | 5.4658 | 5.837 | 4.498 | 5.5096 | 5.3637 | 6.3971 | 4.3488 | 3.9354 | 3.1308 | 3.5707 | 5.1741 | 5.9001 | 8.5845 | 8.4903 | 7.7359 | 9.1022 | 8.9853 | 8.9229 | 6.6722 | 5.8599 | 5.1758 | 6.1863 | 5.9936 | 6.1393 | 5.118 | 4.9123 | 7.0472 | 5.1982 | 4.5974 | 5.1743 | 5.0372 | 6.6791 | 5.5124 | 4.8085 | 6.4691 | 4.168 | 8.6977 | 10.1976 | 6.5677 | 9.3838 | 8.9826 | 9.1224 | 8.6596 | 7.559 | 8.5466 | 8.2947 | 8.2626 |  | 9.525 | 9.2258 | 8.6584 | 10.2659 | 10.2256 | 9.9364 | 6.8887 | 6.6108 | 8.9162 | 8.3387 | 7.1446 | 8.5885 | 9.8041 | 9.9739 | 8.934 | 9.2565 | 9.3065 |  | 10.1857 | 9.1445 | 9.0136 | 9.69 | 9.117 | 9.1262 | 10.5053 | 10.9529 | 8.4701 | 10.133 | 9.8619 | 9.0826 | 8.9713 | 9.3994 | 9.8557 | 9.601 | 11.0087 | 9.9683 | 7.9333 | 9.6072 | 9.0097 | 8.9595 | 8.148 | 9.97 | 11.188 | 11.4524 | 11.0312 | 8.6354 | 9.7511 | 9.8239 | 8.8103 | 9.5324 | 7.5379 | 8.8121 | 8.3187 | 9.2043 | 7.6639 | 8.7882 | 8.0509 | 7.2692 | 8.6075 | 7.7585 | 7.6928 | 9.8492 | 8.3562 | 7.6501 | 9.4741 | 9.5991 | 8.3512 | 9.876 | 10.1714 | 8.3834 | 8.0985 | 7.9853 | 10.3351 | 13.1329 | 10.0015 | 14.6565 | 11.7244 | 13.3927 | 8.8633 | 10.5535 | 9.8373 | 9.8807 | 8.8525 | 12.9293 | 9.4943 | 9.2532 | 7.4142 | 9.8049 | 9.5233 | 7.638 | 8.6977 | 8.3044 | 7.7815 | 9.3226 | 8.5527 | 8.1561 | 8.2976 | 8.8991 | 7.9147 | 7.2692 | 8.3338 | 7.6717 | 6.0487 | 5.8083 | 5.6609 | 5.9199 | 4.9432 | 5.7857 | 5.6169 | 6.4425 | 4.8952 | 6.2129 | 5.3407 | 5.0424 | 6.1244 | 4.8883 | 6.4249 | 6.6842 | 5.4735 | 5.0156 | 3.1228 | 5.3511 | 4.4141 | 5.1628 | 2.6148 | 4.4834 | 3.777 | 3.7877 | 3.1157 | 5.152 | 3.0697 | 4.6837 | 6.6252 | 6.1029 | 5.8732 | 5.0314 | 5.5159 | 6.6746 | 3.8157 | 6.5295 | 3.9533 | 6.3252 | 5.556 | 6.9693 | 6.4828 | 7.4197 | 6.279 | 7.6513 | 8.1918 | 5.5698 | 8.0137 | 7.5684 | 8.9865 | 9.6186 | 8.3364 | 7.8134 | 6.8599 | 5.6712 | 6.544 | 6.0496 | 6.2745 | 6.7186 | 7.4094 | 7.1102 | 7.9802 | 9.4497 | 6.5888 | 8.1633 | 7.3652 | 7.5092 | 8.1162 | 7.7194 | 6.4647 | 7.7269 | 7.6275 | 7.3869 | 8.5442 | 7.3727 | 11.6099 | 8.3528 | 8.7393 | 6.9289 | 8.2012 | 8.3164 | 8.4661 | 7.6502 | 7.9472 | 8.246 | 8.4711 | 7.4277 | 8.1231 | 8.2521 | 9.5827 | 10.0604 | 11.0348 | 9.636 | 8.5919 | 9.1188 | 7.0809 | 8.472 | 8.841 | 8.6562 | 8.4503 | 7.8033 | 8.3059 | 9.3411 | 8.3545 | 6.9516 | 8.5357 | 8.1089 | 8.7017 | 7.5263 | 7.302 | 6.1069 | 7.6874 | 7.4474 | 9.6953 | 10.0166 | 9.576 | 9.6854 | 9.418 | 9.2327 | 9.4905 | 8.4488 | 8.2138 | 9.0601 | 8.149 | 8.556 | 7.5265 | 6.974 | 7.1292 | 6.3134 | 7.934 | 7.047 | 7.0892 | 8.9519 | 9.4426 | 8.862 | 10.1336 | 8.5147 | 7.902 | 8.9813 | 8.7778 | 9.2021 | 9.2907 | 9.6993 | 8.4692 | 8.5398 | 8.9494 | 8.2446 | 8.0267 | 7.7881 | 8.5915 | 8.5842 | 8.5836 | 7.3499 | 7.8256 | 7.5867 | 8.6278 | 8.5535 | 8.9039 | 8.7585 | 8.6038 | 10.1892 | 7.1227 | 9.9703 | 8.222 | 8.9984 | 9.5482 | 9.1252 | 10.407 | 9.9668 | 9.4859 | 9.6418 | 9.5204 | 9.1753 | 8.017 | 8.2343 | 7.4546 | 9.0483 |  |  | 10.2163 | 8.0303 | 10.9858 | 9.6026 | 9.5855 | 9.8817 | 10.0401 | 9.122 | 7.1556 | 6.66 | 7.7545 | 8.0286 | 8.2936 | 10.3855 | 10.063 | 8.8497 | 8.7705 | 8.7532 | 7.8583 | 9.0717 | 8.1437 | 9.3925 | 7.9282 | 7.8478 | 10.6969 | 11.0381 | 10.2266 | 10.4347 | 11.8798 | 10.6603 | 6.9848 | 7.8396 | 7.8177 | 7.7387 | 8.0017 | 7.9373 | 6.8386 | 7.8129 | 7.8288 | 7.7512 | 6.9956 | 8.0468 | 9.3506 | 8.4372 | 8.3132 | 7.5688 | 9.9276 | 8.6267 | 6.4908 | 7.9133 | 6.0094 | 6.6441 | 7.3959 | 8.8767 | 7.6493 | 6.2059 | 6.9069 | 7.4199 | 6.6645 | 9.0232 | 8.2929 | 9.4251 | 8.6071 | 9.4926 | 7.8095 | 9.2815 | 10.0989 | 7.9601 | 10.672 | 9.4044 | 7.3747 | 6.97 | 7.5546 | 3.8433 | 4.1845 | 5.6364 | 7.3582 | 4.4835 | 7.5248 | 6.7745 | 7.2216 | 9.2638 | 8.991 | 6.9003 | 9.2691 | 8.9667 | 9.5901 | 7.9038 | 8.5151 |  | 8.6129 | 10.1203 | 12.1589 | 11.0507 | 8.6995 | 8.1606 | 7.2985 | 7.1476 | 7.2134 | 8.6107 | 6.1556 | 6.4055 | 9.3496 | 8.8989 | 9.6075 | 9.8012 | 8.1373 | 8.7661 | 8.3046 | 11.3174 | 8.5557 | 9.2362 | 9.0929 | 8.4437 | 9.5178 | 11.006 | 10.0336 | 9.6435 | 9.0424 | 8.7947 | 8.7136 | 10.0994 | 9.2266 | 10.8086 | 10.7272 | 8.9745 | 7.8812 | 9.2176 | 7.7458 | 8.1178 | 9.8612 | 9.7163 | 11.597 | 9.6664 | 9.4515 | 12.3535 | 12.5869 | 10.3656 | 6.0898 | 6.5219 | 5.4244 | 5.6047 | 5.5233 | 4.8183 | 7.7994 | 7.9121 | 8.8768 | 7.1493 | 7.1223 | 8.3765 | 7.804 | 6.155 | 8.9804 | 4.9712 | 5.1011 | 6.1327 | 8.0851 | 8.3342 | 6.6814 | 8.1371 | 7.7939 | 8.4622 | 7.2434 | 6.8432 | 7.0272 | 7.0434 | 7.0128 | 6.2663 | 6.3273 | 7.1508 | 6.389 | 6.8421 | 5.8429 | 5.249 | 9.1107 | 10.7669 | 7.6208 | 9.1032 | 6.8359 | 5.9743 | 6.6363 | 7.1005 | 7.5079 | 7.3673 | 7.8953 | 8.2099 | 6.0651 | 7.3986 | 7.3995 | 7.2207 | 5.9059 | 4.7676
24% | 5.5413 | 4.8244 | 5.8132 | 4.3319 | 5.7461 | 4.1816 | 6.3245 | 7.0419 | 6.6964 | 6.6671 | 6.6667 | 7.0393 | 3.9879 | 4.3621 | 6.7188 | 4.2701 |  |  | 5.7189 | 6.1038 | 4.7637 | 5.7333 | 5.5862 | 6.6253 | 4.5091 | 4.302 | 3.4739 | 3.8165 | 5.3762 | 6.0634 | 8.7559 | 8.7277 | 7.952 | 9.2709 | 9.179 | 9.1136 | 6.861 | 6.0472 | 5.3779 | 6.389 | 6.2253 | 6.3335 | 5.3057 | 5.0876 | 7.1423 | 5.3421 | 4.8569 | 5.3675 | 5.1815 | 6.9153 | 5.7216 | 5.0081 | 6.6259 | 4.4296 | 8.8505 | 10.4683 | 6.7738 | 9.6121 | 9.1336 | 9.3639 | 8.8641 | 7.6942 | 8.7162 | 8.4647 | 8.4947 |  | 9.7437 | 9.4427 | 8.9233 | 10.601 | 10.4646 | 10.1344 | 7.195 | 6.7269 | 9.212 | 8.5278 | 7.4991 | 8.9241 | 10.0665 | 10.2124 | 9.2303 | 9.537 | 9.5993 |  | 10.2707 | 9.2954 | 9.2172 | 9.8929 | 9.2391 | 9.3749 | 10.6981 | 11.0588 | 8.6882 | 10.4028 | 10.049 | 9.2801 | 9.0675 | 9.5601 | 9.9717 | 9.7897 | 11.1579 | 10.1117 | 7.936 | 9.6993 | 9.2187 | 9.033 | 8.318 | 10.1152 | 11.2845 | 11.5592 | 11.2871 | 8.7051 | 9.8011 | 9.9627 | 8.9708 | 9.8603 | 7.6728 | 8.8838 | 8.5073 | 9.2662 | 7.6494 | 8.564 | 8.1131 | 7.3979 | 8.711 | 7.9942 | 7.8684 | 9.9664 | 8.5103 | 7.8358 | 9.5503 | 9.7113 | 8.3181 | 10.0181 | 10.2856 | 8.4596 | 8.2686 | 8.0717 | 10.1847 | 13.2189 | 8.9744 | 14.5483 | 11.5897 | 13.3984 | 8.8841 | 10.6424 | 10.0467 | 9.9208 | 8.9743 | 13.0047 | 9.5792 | 9.2284 | 7.5224 | 10.0563 | 9.6411 | 7.8244 | 8.8673 | 8.2673 | 7.9114 | 9.4642 | 8.7067 | 8.2615 | 8.6439 | 9.2206 | 8.2451 | 7.6309 | 8.6165 | 8.0263 | 6.3518 | 6.1211 | 6.0031 | 6.1804 | 5.3896 | 6.0498 | 5.9051 | 6.7605 | 5.111 | 6.442 | 5.6643 | 5.3571 | 6.4132 | 5.1282 | 6.6569 | 6.9586 | 5.8443 | 5.265 | 3.4521 | 5.6667 | 4.6973 | 5.3985 | 3.02 | 4.8165 | 4.1053 | 4.0118 | 3.3603 | 5.5496 | 3.2808 | 5.0114 | 6.7918 | 6.333 | 6.0843 | 5.2456 | 5.7764 | 6.9588 | 4.1245 | 6.794 | 4.2301 | 6.5076 | 5.9111 | 7.2062 | 6.701 | 7.6609 | 6.5207 | 7.8068 | 8.4232 | 5.8057 | 8.2315 | 7.7628 | 9.163 | 9.895 | 8.6872 | 8.0979 | 7.0341 | 5.942 | 6.6971 | 6.1324 | 6.3797 | 6.9649 | 7.5688 | 7.3295 | 8.2027 | 9.7167 | 6.8835 | 8.4409 | 7.6892 | 7.7288 | 8.3867 | 8.0218 | 6.808 | 7.9835 | 7.8974 | 7.6374 | 8.6551 | 7.5064 | 11.9139 | 8.5753 | 8.9629 | 7.104 | 8.4995 | 8.5884 | 8.712 | 7.8519 | 8.4035 | 8.6021 | 8.7352 | 7.6705 | 8.382 | 8.5372 | 9.7555 | 10.362 | 10.9985 | 9.7527 | 8.8346 | 9.3081 | 7.3422 | 8.7322 | 9.1277 | 8.9576 | 8.7377 | 8.0226 | 8.7415 | 9.5938 | 8.6544 | 7.2906 | 8.8212 | 8.4155 | 8.9605 | 7.6882 | 7.6628 | 6.3864 | 7.9011 | 7.5777 | 9.9996 | 10.3535 | 9.8647 | 10.0041 | 9.8171 | 9.5511 | 9.7055 | 8.5918 | 8.5071 | 9.3493 | 8.3697 | 8.9064 | 7.8497 | 7.3213 | 7.4461 | 6.6009 | 8.2725 | 7.3102 | 7.4364 | 9.2813 | 9.782 | 9.1803 | 10.4459 | 8.8347 | 8.1647 | 9.3426 | 9.1162 | 9.5169 | 9.6281 | 10.0941 | 8.8894 | 8.818 | 9.222 | 8.6643 | 8.3349 | 8.1552 | 8.9675 | 8.9342 | 8.8883 | 7.6522 | 8.1614 | 7.8832 | 8.7824 | 8.786 | 9.0859 | 8.8784 | 8.9291 | 10.4729 | 7.2759 | 10.2138 | 8.3443 | 9.1815 | 9.7054 | 9.3641 | 10.5565 | 10.1488 | 9.5996 | 9.7494 | 9.6605 | 9.4522 | 8.0633 | 8.3877 | 7.6684 | 9.2856 |  |  | 10.4337 | 8.3916 | 11.2447 | 9.8941 | 9.7443 | 10.0961 | 10.1106 | 9.2345 | 7.4026 | 6.9081 | 8.0087 | 8.3405 | 8.5887 | 10.5875 | 10.2704 | 9.1256 | 9.0909 | 8.9921 | 7.928 | 9.1616 | 8.3635 | 9.5503 | 8.2622 | 8.0239 | 10.8274 | 11.0266 | 10.4667 | 10.6378 | 11.8975 | 10.9156 | 7.0472 | 7.9366 | 7.9338 | 7.7878 | 7.869 | 8.065 | 6.8997 | 7.9309 | 8.0177 | 7.886 | 6.9784 | 8.1226 | 9.245 | 8.3961 | 8.5284 | 7.628 | 10.1091 | 8.6907 | 6.8498 | 8.0151 | 6.2647 | 6.7577 | 7.536 | 8.9798 | 7.878 | 5.9889 | 6.9827 | 7.774 | 6.8275 | 9.1878 | 8.4609 | 9.475 | 8.8174 | 9.8241 | 7.9208 | 9.4819 | 10.0951 | 8.2219 | 10.9151 | 9.5786 | 7.4127 | 7.2028 | 7.6105 | 4.2499 | 4.0213 | 5.5691 | 7.4591 | 4.3247 | 7.6558 | 6.8716 | 7.112 | 9.1428 | 9.1037 | 7.0132 | 9.729 | 9.4481 | 9.9108 | 8.3492 | 8.8264 |  | 9.0386 | 10.4641 | 12.4826 | 11.393 | 9.1186 | 8.6895 | 7.657 | 7.5603 | 7.6753 | 8.8099 | 6.5838 | 6.9136 | 9.6141 | 9.2338 | 9.7754 | 10.2033 | 8.5545 | 8.9801 | 8.7299 | 11.5429 | 8.9956 | 9.4892 | 9.3778 | 8.8122 | 9.8712 | 11.1837 | 10.3677 | 9.92 | 9.1731 | 8.9941 | 9.198 | 10.3523 | 9.6582 | 11.2322 | 11.1336 | 9.3974 | 8.3117 | 9.4364 | 7.9956 | 8.3344 | 10.1084 | 9.9565 | 11.771 | 9.9064 | 9.6838 | 12.6793 | 12.8863 | 10.7746 | 6.5744 | 7.1257 | 6.2587 | 6.1266 | 6.0131 | 5.912 | 8.204 | 8.3689 | 9.3021 | 7.5546 | 7.4791 | 8.7281 | 8.1909 | 6.7646 | 9.3982 | 5.45 | 5.831 | 6.5221 | 8.4353 | 8.7821 | 7.1832 | 8.5321 | 8.2666 | 8.856 | 7.7363 | 7.3436 | 7.3457 | 7.5679 | 7.5291 | 6.8717 | 6.849 | 7.6346 | 6.7408 | 7.2467 | 6.2565 | 5.9285 | 9.4424 | 11.1149 | 8.1409 | 9.5002 | 7.3213 | 6.5048 | 7.0579 | 7.5722 | 7.9751 | 7.8897 | 8.3717 | 8.6429 | 6.4866 | 7.8468 | 7.7836 | 7.7079 | 6.4249 | 5.3375
25% | 5.7105 | 4.9647 | 6.0846 | 4.5745 | 5.9641 | 4.4694 | 6.5079 | 7.2461 | 6.8771 | 6.8746 | 6.7954 | 7.2697 | 4.1679 | 4.4317 | 6.7311 | 4.5051 |  |  | 5.9984 | 6.408 | 5.0825 | 5.9803 | 5.8048 | 6.9017 | 4.7411 | 4.7643 | 3.6998 | 4.0731 | 5.6065 | 6.2565 | 8.9415 | 8.9897 | 8.2203 | 9.4722 | 9.4899 | 9.3048 | 7.1239 | 6.2905 | 5.6204 | 6.6105 | 6.495 | 6.5622 | 5.555 | 5.3558 | 7.2658 | 5.4756 | 5.096 | 5.5867 | 5.3748 | 7.1349 | 5.9358 | 5.263 | 6.8116 | 4.7559 | 9.0335 | 10.7221 | 6.9688 | 9.8136 | 9.2505 | 9.5573 | 9.0222 | 7.7932 | 8.8629 | 8.6193 | 8.7192 |  | 9.8832 | 9.7127 | 9.1173 | 10.9159 | 10.6711 | 10.28 | 7.5048 | 6.8399 | 9.4922 | 8.6255 | 7.8455 | 9.1531 | 10.2775 | 10.3583 | 9.4151 | 9.8209 | 9.8237 |  | 10.3241 | 9.4059 | 9.3725 | 10.1075 | 9.3488 | 9.532 | 10.6454 | 11.1253 | 8.8567 | 10.6617 | 10.2924 | 9.4491 | 9.1198 | 9.7488 | 10.1081 | 9.997 | 11.2772 | 10.2399 | 7.9139 | 9.7401 | 9.3736 | 9.0865 | 8.4887 | 10.2451 | 11.4385 | 11.6672 | 11.5506 | 8.7873 | 9.8222 | 9.9821 | 9.0664 | 10.1926 | 7.8559 | 8.9626 | 8.7142 | 9.3399 | 7.6087 | 8.3238 | 8.1839 | 7.4888 | 8.8852 | 8.1551 | 8.0186 | 10.073 | 8.6567 | 8.0648 | 9.6501 | 9.8418 | 8.3847 | 10.1932 | 10.4044 | 8.6134 | 8.3776 | 8.1021 | 10.0735 | 13.2639 | 8.9798 | 14.4792 | 10.9567 | 13.3631 | 8.9703 | 10.7658 | 10.2481 | 10.0335 | 9.1318 | 13.0473 | 9.6944 | 9.2745 | 7.6636 | 10.3937 | 9.7616 | 7.9969 | 9.0686 | 8.2997 | 8.1114 | 9.6157 | 8.8923 | 8.4014 | 9.0225 | 9.5421 | 8.6091 | 7.982 | 8.9504 | 8.4539 | 6.6437 | 6.4481 | 6.4005 | 6.3346 | 5.8333 | 6.4005 | 6.188 | 7.0824 | 5.3388 | 6.7127 | 6.0563 | 5.6339 | 6.5478 | 5.3728 | 6.7302 | 7.3044 | 6.1093 | 5.5639 | 3.7461 | 5.9229 | 4.9426 | 5.6 | 3.3866 | 5.198 | 4.4565 | 4.2242 | 3.6018 | 5.9208 | 3.6482 | 5.3504 | 6.9648 | 6.5285 | 6.3083 | 5.1767 | 6.0777 | 7.1857 | 4.4167 | 6.9775 | 4.588 | 6.7366 | 6.2783 | 7.4928 | 6.9521 | 7.8929 | 6.789 | 8.0042 | 8.6858 | 6.0686 | 8.4311 | 7.9846 | 9.328 | 10.1602 | 9.0241 | 8.4013 | 7.2293 | 6.2388 | 6.8264 | 6.2298 | 6.4804 | 7.2001 | 7.7358 | 7.561 | 8.4067 | 9.9317 | 7.1156 | 8.7624 | 7.9697 | 7.9799 | 8.6421 | 8.3011 | 7.2035 | 8.2403 | 8.1576 | 7.927 | 8.7868 | 7.6428 | 12.1612 | 8.7931 | 9.1676 | 7.2483 | 8.7965 | 8.8075 | 8.9629 | 8.0595 | 8.9406 | 8.963 | 8.9777 | 7.9243 | 8.6572 | 8.8187 | 9.9245 | 10.6364 | 10.8876 | 9.8808 | 9.0956 | 9.5388 | 7.6154 | 8.9937 | 9.3896 | 9.2531 | 9.0519 | 8.2541 | 9.1018 | 9.84 | 8.9414 | 7.6326 | 9.1067 | 8.7342 | 9.1735 | 7.8824 | 8.0154 | 6.6397 | 8.1452 | 7.6902 | 10.3446 | 10.6572 | 10.1629 | 10.2928 | 10.2481 | 9.814 | 9.9076 | 8.7499 | 8.8017 | 9.6063 | 8.6148 | 9.237 | 8.1391 | 7.6538 | 7.7821 | 6.9014 | 8.5647 | 7.6105 | 7.7665 | 9.6123 | 10.0847 | 9.5379 | 10.7377 | 9.1505 | 8.4179 | 9.7077 | 9.4177 | 9.8155 | 9.9251 | 10.4021 | 9.2909 | 9.0788 | 9.5464 | 9.0673 | 8.6461 | 8.4767 | 9.3239 | 9.2732 | 9.172 | 7.902 | 8.5027 | 8.1865 | 9.0147 | 9.0048 | 9.2553 | 8.9678 | 9.2843 | 10.7185 | 7.4226 | 10.4493 | 8.4373 | 9.3402 | 9.8129 | 9.578 | 10.6754 | 10.2986 | 9.698 | 9.82 | 9.7577 | 9.7084 | 8.0711 | 8.5138 | 7.8217 | 9.5499 |  |  | 10.6297 | 8.7192 | 11.4557 | 10.1453 | 9.8906 | 10.3178 | 10.1601 | 9.3062 | 7.6613 | 7.1172 | 8.2525 | 8.6238 | 8.8374 | 10.7767 | 10.4742 | 9.3753 | 9.4272 | 9.2708 | 8.0154 | 9.2492 | 8.5677 | 9.6746 | 8.615 | 8.2043 | 10.9397 | 10.9882 | 10.6742 | 10.8145 | 11.8891 | 11.0516 | 7.1323 | 8.0462 | 8.0449 | 7.8518 | 7.7282 | 8.1476 | 7.0663 | 8.0437 | 8.1214 | 8.0036 | 6.954 | 8.2225 | 9.1347 | 8.3562 | 8.7396 | 7.6905 | 10.2182 | 8.7267 | 7.211 | 8.108 | 6.5632 | 6.9385 | 7.6732 | 9.022 | 8.0863 | 5.7804 | 7.0886 | 8.0678 | 6.9916 | 9.3341 | 8.6272 | 9.4851 | 9.0393 | 10.0876 | 8.0916 | 9.7482 | 10.0467 | 8.4887 | 11.1422 | 9.7206 | 7.5364 | 7.481 | 7.6617 | 4.3057 | 3.868 | 5.4488 | 7.5457 | 4.1387 | 7.7526 | 6.963 | 6.9853 | 8.9939 | 9.1803 | 7.0886 | 10.2141 | 9.8005 | 10.234 | 8.7914 | 9.0902 |  | 9.3959 | 10.8156 | 12.7271 | 11.6875 | 9.5444 | 9.1615 | 7.9404 | 7.9526 | 8.0736 | 9.041 | 7.0443 | 7.4202 | 9.8343 | 9.4438 | 10.0766 | 10.5716 | 8.9699 | 9.1842 | 9.1337 | 11.7641 | 9.3635 | 9.661 | 9.6256 | 9.1763 | 10.216 | 11.3029 | 10.6758 | 10.2043 | 9.3679 | 9.1751 | 9.6307 | 10.6524 | 10.048 | 11.628 | 11.5739 | 9.8112 | 8.7185 | 9.6678 | 8.2232 | 8.546 | 10.3313 | 10.1542 | 11.9243 | 10.1454 | 9.8727 | 12.9721 | 13.1984 | 11.1183 | 7.0595 | 7.6154 | 6.8097 | 6.5849 | 6.5067 | 6.5099 | 8.6546 | 8.8328 | 9.7387 | 7.9639 | 7.9649 | 9.252 | 8.6626 | 7.5785 | 9.8234 | 5.93 | 6.5421 | 6.9712 | 8.8892 | 9.2437 | 7.6529 | 8.9273 | 8.7308 | 9.2577 | 8.1913 | 7.8979 | 7.6982 | 8.0947 | 8.0634 | 7.4708 | 7.2933 | 8.117 | 7.3226 | 7.7707 | 6.676 | 6.5316 | 9.7292 | 11.354 | 8.6338 | 9.8985 | 7.7993 | 6.9104 | 7.4926 | 8.0544 | 8.47 | 8.3184 | 8.8568 | 9.1075 | 6.8996 | 8.3069 | 8.1609 | 8.1392 | 6.8933 | 5.9488
26% | 5.9048 | 5.1109 | 6.3432 | 4.8441 | 6.2226 | 4.7479 | 6.7066 | 7.495 | 7.1085 | 7.0309 | 6.9744 | 7.5175 | 4.3975 | 4.5668 | 6.7854 | 4.7897 |  |  | 6.3424 | 6.6763 | 5.4294 | 6.2657 | 6.0799 | 7.2132 | 5.0163 | 5.0904 | 3.9521 | 4.3971 | 5.874 | 6.6623 | 8.8985 | 9.3157 | 8.5102 | 9.7006 | 9.7639 | 9.5244 | 7.3938 | 6.5627 | 5.8865 | 6.8897 | 6.807 | 6.8032 | 5.8759 | 5.6291 | 7.4577 | 5.6585 | 5.4484 | 5.8313 | 5.591 | 7.3824 | 6.1878 | 5.5748 | 7.0288 | 5.0461 | 9.2557 | 10.9918 | 7.09 | 9.9931 | 9.3539 | 9.7136 | 9.1536 | 7.897 | 8.993 | 8.7083 | 8.9221 |  | 10.0029 | 9.9146 | 9.3194 | 11.1964 | 10.8272 | 10.3807 | 7.8128 | 6.952 | 9.8547 | 8.7929 | 8.1591 | 9.3875 | 10.4475 | 10.5101 | 9.6421 | 10.0906 | 10.0241 |  | 10.3575 | 9.4728 | 9.5004 | 10.3369 | 9.4534 | 9.632 | 10.7343 | 11.1552 | 9.0031 | 10.8474 | 10.4724 | 9.6046 | 9.1521 | 9.9167 | 10.2339 | 10.1934 | 11.3618 | 10.3497 | 7.8731 | 9.7784 | 9.5075 | 9.145 | 8.6759 | 10.3615 | 11.5553 | 11.7839 | 11.743 | 8.9285 | 9.835 | 10.0675 | 9.1284 | 10.5384 | 8.0458 | 9.0716 | 8.9347 | 9.4519 | 7.5805 | 8.1397 | 8.2411 | 7.6337 | 9.05 | 8.4058 | 8.2416 | 10.2259 | 8.8034 | 8.2748 | 9.6984 | 10.0348 | 8.4191 | 10.3444 | 10.5637 | 8.7374 | 8.6415 | 8.1704 | 10.0461 | 13.3071 | 9.0498 | 14.3753 | 11.0938 | 13.2709 | 9.101 | 10.9067 | 10.4191 | 10.1128 | 9.304 | 13.0833 | 9.8037 | 9.2694 | 7.8321 | 10.7383 | 9.8649 | 8.2428 | 9.2896 | 8.3949 | 8.2706 | 9.7441 | 9.1174 | 8.5399 | 9.4704 | 9.876 | 8.9956 | 8.3967 | 9.2303 | 8.8519 | 6.9359 | 6.8087 | 6.8695 | 6.5838 | 6.3277 | 6.9002 | 6.5362 | 7.4197 | 5.6118 | 7.0777 | 6.4002 | 5.9502 | 6.6902 | 5.6765 | 7.0041 | 7.6532 | 6.4295 | 5.8892 | 4.0735 | 6.18 | 5.2294 | 5.8674 | 3.7329 | 5.5753 | 4.8376 | 4.4711 | 3.8818 | 6.244 | 3.9231 | 5.7123 | 7.1665 | 6.8078 | 6.5486 | 5.4339 | 6.3723 | 7.2913 | 4.6655 | 7.1894 | 4.9722 | 6.9818 | 6.5884 | 7.7648 | 7.211 | 8.1815 | 7.1088 | 8.2039 | 8.927 | 6.3074 | 8.6513 | 8.2362 | 9.492 | 10.4348 | 9.3357 | 8.738 | 7.4201 | 6.5246 | 7.0005 | 6.3238 | 6.5855 | 7.4308 | 7.9258 | 7.8184 | 8.727 | 10.1985 | 7.3934 | 9.0993 | 8.2336 | 8.206 | 8.8881 | 8.5775 | 7.6441 | 8.5724 | 8.4438 | 8.2022 | 8.9275 | 7.8336 | 12.3839 | 9.0315 | 9.3322 | 7.3695 | 9.072 | 9.0189 | 9.1691 | 8.2886 | 9.3286 | 9.3658 | 9.1607 | 8.1992 | 8.9452 | 9.1281 | 10.0892 | 10.8819 | 10.8374 | 10.0261 | 9.391 | 9.7872 | 7.8955 | 9.2682 | 9.6683 | 9.5203 | 9.3373 | 8.4981 | 9.5625 | 10.067 | 9.2261 | 8.0381 | 9.3969 | 9.0219 | 9.3764 | 8.0672 | 8.3646 | 6.877 | 8.3825 | 7.8191 | 10.5637 | 10.9414 | 10.4925 | 10.5459 | 10.6175 | 10.0894 | 10.0786 | 8.9258 | 9.0904 | 9.8925 | 8.883 | 9.5595 | 8.4301 | 8.0037 | 8.1145 | 7.2317 | 8.8903 | 7.9464 | 8.1336 | 9.9409 | 10.3673 | 9.8804 | 11.0108 | 9.5163 | 8.6089 | 10.0316 | 9.743 | 10.0677 | 10.2805 | 10.7149 | 9.7105 | 9.3628 | 9.8141 | 9.4353 | 8.9441 | 8.8343 | 9.7048 | 9.6101 | 9.4591 | 8.1221 | 8.8329 | 8.5002 | 9.2107 | 9.2137 | 9.4206 | 9.0341 | 9.6365 | 10.9234 | 7.5732 | 10.6554 | 8.5197 | 9.4998 | 9.9128 | 9.7655 | 10.8161 | 10.4059 | 9.7806 | 9.8687 | 9.8042 | 9.9245 | 8.0382 | 8.6615 | 7.9683 | 9.7628 |  |  | 10.8204 | 9.0354 | 11.6483 | 10.4361 | 10.0291 | 10.5333 | 10.201 | 9.3605 | 7.8616 | 7.3217 | 8.4773 | 8.8404 | 9.1876 | 10.9239 | 10.6596 | 9.6292 | 9.7348 | 9.5236 | 8.1262 | 9.3419 | 8.7637 | 9.7551 | 9.0319 | 8.3913 | 11.0323 | 10.9314 | 10.879 | 10.9876 | 11.8071 | 11.1681 | 7.1802 | 8.132 | 8.1603 | 7.9182 | 7.5941 | 8.2356 | 7.0094 | 8.1298 | 8.2766 | 8.0866 | 6.9103 | 8.2729 | 8.9921 | 8.329 | 8.9595 | 7.7692 | 10.2965 | 8.7631 | 7.5663 | 8.2391 | 6.8784 | 7.1756 | 7.8224 | 9.0155 | 8.2692 | 5.5973 | 6.987 | 8.355 | 7.1902 | 9.4165 | 8.767 | 9.5174 | 9.2015 | 10.3672 | 8.2602 | 9.9787 | 9.9593 | 8.763 | 11.3638 | 9.8692 | 7.5844 | 7.7354 | 7.7864 | 4.3944 | 3.8543 | 5.3019 | 7.591 | 3.9617 | 7.8292 | 7.0546 | 6.8407 | 8.836 | 9.2311 | 7.1589 | 10.5776 | 10.2213 | 10.6094 | 9.2348 | 9.3395 |  | 9.7676 | 11.0838 | 12.9578 | 11.9523 | 9.8688 | 9.6431 | 8.261 | 8.3808 | 8.491 | 9.2607 | 7.5239 | 7.9514 | 10.0422 | 9.7271 | 10.2719 | 10.8789 | 9.3863 | 9.3785 | 9.5304 | 11.9234 | 9.7169 | 9.8793 | 9.9111 | 9.5721 | 10.5702 | 11.4148 | 10.9938 | 10.4697 | 9.4905 | 9.3715 | 10.1023 | 10.9594 | 10.4627 | 12.0188 | 12.0593 | 10.2851 | 9.0825 | 9.906 | 8.4524 | 8.7557 | 10.5619 | 10.2964 | 12.0717 | 10.4082 | 10.0827 | 13.2695 | 13.519 | 11.4427 | 7.3747 | 8.0879 | 7.4455 | 6.8903 | 7.0112 | 7.341 | 9.1951 | 9.4334 | 10.1334 | 8.3808 | 8.4481 | 9.6776 | 9.0713 | 8.2878 | 10.21 | 6.3005 | 7.284 | 7.4032 | 9.181 | 9.6949 | 8.1306 | 9.29 | 9.1566 | 9.6683 | 8.7275 | 8.3935 | 8.0726 | 8.6387 | 8.6368 | 8.06 | 7.7532 | 8.576 | 7.7875 | 8.2256 | 7.1137 | 7.0677 | 10.2172 | 11.744 | 9.1253 | 10.2591 | 8.2651 | 7.5901 | 7.9629 | 8.5523 | 8.9727 | 8.7079 | 9.294 | 9.556 | 7.3205 | 8.7583 | 8.5824 | 8.5871 | 7.3687 | 6.5225
27% | 6.1238 | 5.2959 | 6.6249 | 5.1594 | 6.4658 | 5.0772 | 6.9334 | 7.8061 | 7.3664 | 7.2671 | 7.2158 | 7.7865 | 4.6944 | 4.7757 | 6.9137 | 5.1172 |  |  | 6.7302 | 7.0956 | 5.7527 | 6.6202 | 6.3538 | 7.5809 | 5.3299 | 5.4758 | 4.2426 | 4.9693 | 6.1983 | 7.1034 | 9.1587 | 9.6981 | 8.9134 | 9.9534 | 10.0743 | 9.7837 | 7.697 | 6.8939 | 6.2021 | 7.1931 | 7.117 | 7.0767 | 6.321 | 5.9202 | 7.688 | 5.8918 | 5.8604 | 6.0848 | 5.8786 | 7.6677 | 6.4889 | 5.9028 | 7.344 | 5.4001 | 9.5239 | 11.2192 | 7.2137 | 10.1457 | 9.4454 | 9.86 | 9.2528 | 7.9792 | 9.119 | 8.8071 | 9.118 |  | 10.1047 | 10.1071 | 9.4977 | 11.4487 | 10.9633 | 10.4645 | 8.1123 | 7.0729 | 10.2484 | 8.903 | 8.4804 | 9.5979 | 10.57 | 10.625 | 9.8746 | 10.3088 | 10.1959 |  | 10.3808 | 9.5043 | 9.6157 | 10.4797 | 9.6531 | 9.7146 | 10.8094 | 11.1574 | 9.1254 | 10.9985 | 10.6309 | 9.7951 | 9.1597 | 10.0536 | 10.3401 | 10.4168 | 11.4581 | 10.4326 | 7.8525 | 9.825 | 9.6297 | 9.1961 | 8.8999 | 10.4666 | 11.6746 | 11.9211 | 11.9111 | 9.0736 | 9.8118 | 10.1483 | 9.2148 | 10.8858 | 8.2416 | 9.2048 | 9.17 | 9.5496 | 7.5687 | 8.0905 | 8.3826 | 7.8411 | 9.2363 | 8.7005 | 8.492 | 10.3938 | 9.0116 | 8.5698 | 9.8426 | 10.2201 | 8.6113 | 10.5012 | 10.7484 | 8.9292 | 8.9458 | 8.3019 | 9.5781 | 13.3791 | 9.1845 | 14.2614 | 11.2636 | 12.0026 | 9.1694 | 11.2365 | 10.5709 | 10.231 | 9.5245 | 13.0917 | 9.9731 | 9.3529 | 8.0289 | 11.0723 | 9.9658 | 8.4365 | 9.5606 | 8.5033 | 8.5219 | 9.9004 | 9.3835 | 8.7122 | 9.8413 | 10.2118 | 9.3836 | 8.8584 | 9.5871 | 9.2954 | 7.291 | 7.2583 | 7.4368 | 6.8614 | 6.8356 | 7.4116 | 6.9084 | 7.8002 | 5.9405 | 7.4347 | 6.9071 | 6.2862 | 7.0306 | 5.9807 | 7.1745 | 8.0486 | 6.8352 | 6.2608 | 4.4168 | 6.4458 | 5.5224 | 6.1845 | 4.033 | 5.9524 | 5.2135 | 4.7576 | 4.1663 | 6.6701 | 4.28 | 6.0845 | 7.4328 | 7.0576 | 6.7895 | 5.7142 | 6.7503 | 7.6824 | 5.0936 | 7.5103 | 5.4547 | 7.294 | 6.9842 | 8.0502 | 7.461 | 8.4803 | 7.4247 | 8.4023 | 9.1611 | 6.5912 | 8.9228 | 8.5229 | 9.6632 | 10.6909 | 9.7424 | 9.0587 | 7.5843 | 6.8197 | 7.1788 | 6.4609 | 6.7018 | 7.6735 | 8.12 | 8.0857 | 8.9656 | 10.4579 | 7.6768 | 9.4469 | 8.5082 | 8.4203 | 9.1237 | 8.8886 | 8.139 | 8.8374 | 8.7424 | 8.53 | 9.0922 | 8.0621 | 12.5924 | 9.2882 | 9.5103 | 7.5475 | 9.4025 | 9.2051 | 9.3934 | 8.5452 | 9.6685 | 9.7506 | 9.3387 | 8.4952 | 9.2557 | 9.4683 | 10.242 | 11.1659 | 10.8348 | 10.186 | 9.7197 | 10.0287 | 8.1804 | 9.5869 | 9.9528 | 9.8152 | 9.6318 | 8.7731 | 9.8013 | 10.3066 | 9.5228 | 8.421 | 9.6914 | 9.2725 | 9.5727 | 8.2466 | 8.7226 | 7.1185 | 8.6209 | 7.9412 | 10.8066 | 11.2489 | 10.7939 | 10.8056 | 10.9546 | 10.3077 | 10.2425 | 9.1186 | 9.455 | 10.154 | 9.1328 | 9.9355 | 8.7467 | 8.3427 | 8.4672 | 7.6176 | 9.1694 | 8.2043 | 8.4846 | 10.2799 | 10.6887 | 10.2131 | 11.2835 | 9.837 | 8.8647 | 10.3756 | 10.0451 | 10.4042 | 10.6174 | 11.0023 | 10.0943 | 9.6845 | 10.0486 | 9.8231 | 9.1981 | 9.2259 | 10.1021 | 9.9294 | 9.772 | 8.3634 | 9.1365 | 8.7567 | 9.3941 | 9.4029 | 9.5853 | 9.0985 | 9.9767 | 11.0944 | 7.7388 | 10.8279 | 8.5998 | 9.6683 | 10.0034 | 9.8999 | 10.9479 | 10.512 | 9.8539 | 9.8787 | 9.8009 | 10.2516 | 7.9783 | 8.8044 | 8.1233 | 10.305 |  |  | 10.9867 | 9.3331 | 11.8338 | 10.6345 | 10.156 | 10.7112 | 10.2324 | 9.3882 | 8.1023 | 7.5066 | 8.6881 | 9.0582 | 9.4156 | 11.0629 | 10.8254 | 9.8449 | 10.0954 | 9.7721 | 8.1995 | 9.4374 | 8.9332 | 9.8087 | 9.4053 | 8.5572 | 11.1066 | 10.8482 | 11.0365 | 11.1414 | 11.7413 | 11.284 | 7.1983 | 8.2354 | 8.2818 | 7.9988 | 7.4908 | 8.2915 | 7.0626 | 8.2289 | 8.3594 | 8.1643 | 6.857 | 8.3417 | 8.8449 | 8.3138 | 9.1692 | 7.8758 | 10.3693 | 8.8114 | 7.9346 | 8.3859 | 7.2732 | 7.429 | 7.9981 | 8.9733 | 8.4395 | 5.4407 | 7.0311 | 8.6333 | 7.336 | 9.4876 | 8.9293 | 9.4858 | 9.3812 | 10.6219 | 8.4252 | 10.2524 | 9.8751 | 9.0479 | 11.5861 | 10.0104 | 7.6683 | 8.069 | 7.9381 | 4.5804 | 3.7366 | 5.1471 | 7.6368 | 3.7844 | 7.8965 | 7.1586 | 6.7014 | 8.6668 | 9.2767 | 7.1951 | 11.002 | 10.6278 | 10.9397 | 9.6879 | 9.6461 |  | 10.1386 | 11.326 | 13.1162 | 12.2191 | 10.1462 | 10.0538 | 8.5585 | 8.8753 | 8.9094 | 9.4815 | 8.0115 | 8.5001 | 10.2194 | 9.9813 | 10.4542 | 11.2207 | 9.779 | 9.5863 | 9.9504 | 12.0311 | 10.036 | 10.0979 | 10.1221 | 9.9708 | 10.8552 | 11.5321 | 11.3264 | 10.6993 | 9.5927 | 9.5897 | 10.4971 | 11.2762 | 10.902 | 12.4525 | 12.4441 | 10.6703 | 9.3597 | 10.1909 | 8.7267 | 8.9602 | 10.7742 | 10.4433 | 12.2277 | 10.6969 | 10.3333 | 13.5198 | 13.7925 | 11.8238 | 8.0827 | 8.4875 | 8.1314 | 7.5188 | 7.5958 | 7.8268 | 9.6698 | 9.9521 | 10.4978 | 8.8023 | 8.8911 | 10.0981 | 9.4996 | 8.8959 | 10.5738 | 6.9297 | 8.0099 | 7.5981 | 9.7016 | 10.1501 | 8.6028 | 9.6564 | 9.6499 | 10.005 | 9.1799 | 8.9092 | 8.4339 | 9.174 | 9.1886 | 8.6416 | 8.1953 | 9.0048 | 8.2398 | 8.7006 | 7.5178 | 7.5997 | 10.4762 | 11.9628 | 9.4965 | 10.6125 | 8.612 | 7.9042 | 8.3786 | 9.0657 | 9.4545 | 9.0775 | 9.744 | 9.9442 | 7.7479 | 9.2233 | 9.0709 | 8.9712 | 7.8221 | 7.1003
28% | 6.3814 | 5.5153 | 6.935 | 5.4977 | 6.7482 | 5.4687 | 7.2132 | 8.1286 | 7.6843 | 7.603 | 7.5278 | 8.1089 | 5.0212 | 5.0654 | 7.0967 | 5.5007 |  |  | 7.1376 | 7.3773 | 6.2401 | 6.9472 | 6.6944 | 8.0098 | 5.7217 | 5.9334 | 4.5897 | 5.6596 | 6.5903 | 7.4562 | 9.4772 | 10.134 | 9.2975 | 10.2728 | 10.4372 | 10.0857 | 8.0254 | 7.2527 | 6.5394 | 7.521 | 7.5183 | 7.4196 | 6.7742 | 6.2882 | 7.9773 | 6.1621 | 6.2772 | 6.3864 | 6.1828 | 7.9488 | 6.8148 | 6.2508 | 7.687 | 5.7751 | 9.8274 | 11.4678 | 7.3446 | 10.3186 | 9.646 | 10.0329 | 9.333 | 8.0648 | 9.2471 | 8.899 | 9.3235 |  | 10.2127 | 10.2816 | 9.6654 | 11.7137 | 11.0695 | 10.5258 | 8.4045 | 7.2353 | 10.4411 | 9.0405 | 8.927 | 9.826 | 10.6946 | 10.803 | 10.0666 | 10.5278 | 10.3756 |  | 10.3943 | 9.5272 | 9.7012 | 10.6525 | 9.5972 | 9.9257 | 10.8882 | 11.1404 | 9.2372 | 11.1592 | 10.895 | 9.9562 | 9.1574 | 10.253 | 10.4352 | 10.5937 | 11.5316 | 10.4972 | 7.861 | 9.8711 | 9.7331 | 9.2331 | 9.1492 | 10.5823 | 11.7383 | 12.1243 | 12.1005 | 9.2749 | 9.9241 | 10.2505 | 9.3028 | 11.2414 | 8.5463 | 9.3576 | 9.4682 | 9.7003 | 7.6038 | 8.0431 | 8.5557 | 8.0484 | 9.4802 | 8.9707 | 8.9483 | 10.5847 | 9.2872 | 8.9193 | 10.049 | 10.456 | 8.844 | 10.6719 | 10.8303 | 9.1491 | 9.2477 | 8.3832 | 9.6063 | 12.887 | 9.4193 | 14.1036 | 11.4869 | 12.0211 | 9.2444 | 11.4025 | 10.6993 | 10.4548 | 9.8882 | 13.1003 | 10.1743 | 9.3964 | 8.2592 | 11.4195 | 10.1612 | 8.835 | 9.9095 | 8.6773 | 8.7246 | 10.0111 | 9.685 | 8.9134 | 10.2643 | 10.5598 | 9.804 | 9.3052 | 9.9785 | 9.9019 | 7.657 | 7.7268 | 7.844 | 7.16 | 7.3333 | 7.8343 | 7.2973 | 8.1718 | 6.2131 | 7.8099 | 7.4186 | 6.6611 | 7.3799 | 6.3326 | 7.3996 | 8.4881 | 7.3496 | 6.6575 | 4.7672 | 6.6974 | 5.8322 | 6.4787 | 4.3983 | 6.3678 | 5.6128 | 4.9998 | 4.4218 | 7.0621 | 4.6265 | 6.4843 | 7.6778 | 7.3602 | 7.0891 | 6.0388 | 7.1184 | 8.0762 | 5.5027 | 7.7366 | 5.8703 | 7.5078 | 7.3835 | 8.3533 | 7.7601 | 8.765 | 7.791 | 8.6721 | 9.4811 | 6.7923 | 9.2009 | 8.8662 | 9.864 | 10.9927 | 10.084 | 9.4183 | 7.7432 | 7.1081 | 7.4161 | 6.5535 | 6.8403 | 7.9606 | 8.353 | 8.3766 | 9.2118 | 10.6937 | 7.9778 | 9.7781 | 8.7844 | 8.5975 | 9.4177 | 9.2032 | 8.562 | 9.1951 | 9.0807 | 8.8711 | 9.291 | 8.2979 | 12.7829 | 9.5739 | 9.6772 | 7.7435 | 9.6616 | 9.4352 | 9.6417 | 8.8267 | 10.0458 | 10.0787 | 9.5283 | 8.7976 | 9.5958 | 9.7738 | 10.4168 | 11.4204 | 10.8443 | 10.368 | 10.0748 | 10.3706 | 8.4952 | 9.9743 | 10.2297 | 10.2228 | 9.9659 | 9.0311 | 10.0373 | 10.4925 | 9.8186 | 8.7514 | 10.0008 | 9.5474 | 9.7502 | 8.4419 | 9.0821 | 7.3695 | 8.8898 | 8.0433 | 11.0903 | 11.4568 | 11.102 | 11.0914 | 11.2835 | 10.5604 | 10.4049 | 9.3319 | 9.7375 | 10.4533 | 9.3935 | 10.2828 | 9.0499 | 8.6652 | 8.8044 | 8.0172 | 9.4103 | 8.5179 | 8.8976 | 10.593 | 10.9752 | 10.5465 | 11.5153 | 10.1642 | 9.1731 | 10.6997 | 10.3915 | 10.6569 | 10.9568 | 11.2833 | 10.4799 | 9.9852 | 10.3441 | 10.1397 | 9.5092 | 9.5731 | 10.4754 | 10.2794 | 10.0596 | 8.589 | 9.4471 | 9.1244 | 9.5913 | 9.5697 | 9.75 | 9.1186 | 10.3055 | 11.2255 | 7.9201 | 10.9881 | 8.677 | 9.8237 | 10.078 | 10.0227 | 11.1221 | 10.5791 | 9.8849 | 9.8974 | 9.8073 | 10.428 | 7.9095 | 8.9337 | 8.2455 | 10.4772 |  |  | 11.1236 | 9.6507 | 12.0094 | 10.8674 | 10.2663 | 10.8699 | 10.2589 | 9.389 | 8.3088 | 7.6544 | 8.8789 | 9.2611 | 9.5528 | 11.1958 | 10.9678 | 10.0655 | 10.4535 | 10.0155 | 8.2672 | 9.5227 | 9.0662 | 9.9324 | 9.6853 | 8.6985 | 11.1589 | 10.7602 | 11.1505 | 11.2825 | 11.6235 | 11.4057 | 7.2272 | 8.3272 | 8.409 | 8.0372 | 7.3443 | 8.3608 | 7.1402 | 8.3346 | 8.4751 | 8.216 | 6.7831 | 8.4097 | 8.722 | 8.2896 | 9.4007 | 8.0158 | 10.4494 | 8.8802 | 8.2929 | 8.433 | 7.6628 | 7.6917 | 8.1902 | 8.9011 | 8.6117 | 5.3142 | 7.1178 | 8.9064 | 7.4783 | 9.5467 | 9.117 | 9.505 | 9.5349 | 10.8713 | 8.6515 | 10.3683 | 9.7908 | 9.3608 | 11.789 | 10.1577 | 7.7928 | 8.4142 | 7.8772 | 4.6238 | 3.6022 | 5.0149 | 7.671 | 3.6627 | 7.947 | 7.2718 | 6.5719 | 8.4806 | 9.2976 | 7.219 | 11.4361 | 11.0006 | 11.2296 | 10.1483 | 9.9656 |  | 10.3959 | 11.5397 | 13.3514 | 12.3547 | 10.5155 | 10.4409 | 8.875 | 9.3663 | 9.2965 | 9.6974 | 8.4923 | 8.9766 | 10.4614 | 10.2357 | 10.6567 | 11.4834 | 10.1188 | 9.7652 | 10.3421 | 12.1407 | 10.3502 | 10.3025 | 10.3707 | 10.2844 | 11.1818 | 11.6411 | 11.6459 | 10.9067 | 9.7124 | 9.7888 | 11.03 | 11.618 | 11.4271 | 12.9132 | 12.7841 | 11.1009 | 9.9872 | 10.4973 | 9.0398 | 9.1408 | 10.9952 | 10.5929 | 12.3867 | 11.0345 | 10.5883 | 13.7467 | 14.0717 | 12.1706 | 8.6449 | 8.7543 | 8.9643 | 7.876 | 7.9183 | 8.6798 | 10.2074 | 10.668 | 10.8786 | 9.2792 | 9.3368 | 10.5438 | 9.7598 | 9.5519 | 10.76 | 7.5984 | 8.9324 | 8.2265 | 10.0769 | 10.5774 | 9.0867 | 10.1594 | 10.0947 | 10.4949 | 9.6504 | 9.3065 | 8.8354 | 9.7194 | 9.7366 | 9.2365 | 8.6291 | 9.3803 | 8.6391 | 9.1682 | 7.8819 | 8.0968 | 10.8276 | 12.2045 | 10.0688 | 10.9613 | 9.0798 | 8.6571 | 8.8255 | 9.5917 | 9.9417 | 9.514 | 10.1679 | 10.3781 | 8.1841 | 9.7336 | 9.4898 | 9.3919 | 8.2864 | 7.6763
29% | 6.633 | 5.8105 | 7.2856 | 5.8758 | 7.1019 | 5.8568 | 7.5416 | 8.4729 | 8.1141 | 7.9655 | 7.8515 | 8.4629 | 5.4246 | 5.4218 | 7.3477 | 5.8986 |  |  | 7.5889 | 7.9969 | 6.7017 | 7.3762 | 7.082 | 8.4697 | 6.2034 | 6.227 | 5.1328 | 6.0989 | 7.53 | 7.8401 | 9.8194 | 10.5944 | 9.6357 | 10.6226 | 10.8174 | 10.4047 | 8.3976 | 7.6606 | 6.9081 | 7.9281 | 7.9647 | 7.7742 | 7.2152 | 6.63 | 8.3351 | 6.4754 | 6.7494 | 6.7172 | 6.5461 | 8.2644 | 7.1526 | 6.7139 | 7.9786 | 6.1949 | 10.1574 | 11.7484 | 7.4919 | 10.4883 | 9.6658 | 10.0665 | 9.4004 | 8.1656 | 9.3581 | 8.9721 | 9.545 |  | 10.2946 | 10.4477 | 9.8357 | 11.9447 | 11.1569 | 10.5873 | 8.618 | 7.4049 | 10.637 | 9.2042 | 9.3644 | 10.0557 | 10.8276 | 10.7932 | 10.203 | 10.7312 | 10.5779 |  | 10.5432 | 9.544 | 9.7835 | 10.8497 | 9.688 | 9.8451 | 10.9805 | 11.1117 | 9.3795 | 11.2837 | 11.0317 | 10.1551 | 9.174 | 10.3628 | 10.5267 | 10.7449 | 11.5918 | 10.5627 | 7.8819 | 9.9236 | 9.828 | 9.2694 | 9.3647 | 10.7062 | 11.8358 | 12.2523 | 12.2601 | 9.518 | 9.9955 | 10.4434 | 9.4095 | 11.5728 | 8.8574 | 9.5429 | 9.7596 | 9.8411 | 7.6825 | 8.0083 | 8.601 | 8.3141 | 9.7556 | 9.337 | 9.3695 | 10.8038 | 9.5364 | 9.2844 | 10.2127 | 10.7489 | 9.1467 | 10.8814 | 11.0458 | 9.4301 | 9.6536 | 8.6782 | 9.791 | 12.9824 | 9.7846 | 14.0125 | 11.8291 | 11.9845 | 9.3868 | 11.5809 | 10.9195 | 10.8227 | 10.3237 | 13.1089 | 10.3736 | 9.4116 | 8.6653 | 11.7494 | 10.3596 | 9.1128 | 10.2724 | 8.8781 | 9.067 | 10.1695 | 10.0287 | 9.0941 | 10.6985 | 10.9056 | 10.2922 | 10.0456 | 10.495 | 10.409 | 8.0164 | 8.1471 | 8.3242 | 7.5325 | 7.9558 | 8.2577 | 7.7156 | 8.5723 | 6.6491 | 8.3848 | 7.9873 | 7.0891 | 7.6929 | 6.7403 | 7.6985 | 8.9421 | 7.7847 | 7.079 | 5.1587 | 7.0703 | 6.1578 | 6.9094 | 4.8043 | 6.7992 | 6.1286 | 5.3853 | 4.7129 | 7.5237 | 5.0788 | 6.9607 | 7.9595 | 7.6649 | 7.3917 | 6.3813 | 7.5577 | 8.4727 | 5.9722 | 7.993 | 6.2835 | 7.85 | 7.778 | 8.6373 | 8.0722 | 8.9135 | 8.1807 | 8.9328 | 9.7367 | 7.0061 | 9.5205 | 9.2434 | 10.0841 | 11.3008 | 10.4704 | 9.8361 | 7.9404 | 7.4494 | 7.6154 | 6.699 | 6.9837 | 8.1952 | 8.5338 | 8.5956 | 9.5138 | 10.9758 | 8.289 | 10.104 | 9.0949 | 8.8536 | 9.6329 | 9.5188 | 9.0481 | 9.5154 | 9.5002 | 9.2273 | 9.5557 | 8.5532 | 12.9786 | 9.851 | 9.8829 | 7.9544 | 9.9751 | 9.6687 | 9.8814 | 9.0923 | 10.4474 | 10.3934 | 9.7266 | 9.1602 | 9.9623 | 10.0953 | 10.6236 | 11.7148 | 10.8692 | 10.5682 | 10.4238 | 10.7119 | 8.8476 | 10.3227 | 10.549 | 10.4838 | 10.2722 | 9.3367 | 10.2279 | 10.6896 | 10.1103 | 9.0881 | 10.3098 | 9.846 | 9.9078 | 8.6871 | 9.4643 | 7.6391 | 9.1652 | 8.1588 | 11.3688 | 11.6706 | 11.3785 | 11.3387 | 11.633 | 10.8693 | 10.5517 | 9.6287 | 10.0361 | 10.7195 | 9.7071 | 10.6417 | 9.3662 | 9.013 | 9.141 | 8.4607 | 9.7276 | 8.8172 | 9.3008 | 10.9613 | 11.2835 | 10.8904 | 11.7853 | 10.492 | 9.4361 | 11.0236 | 10.7619 | 10.9588 | 11.3043 | 11.544 | 10.889 | 10.2917 | 10.5887 | 10.503 | 9.7535 | 9.9203 | 10.8322 | 10.6336 | 10.3686 | 8.8456 | 9.7434 | 9.5248 | 9.7998 | 9.7204 | 9.9149 | 9.1078 | 10.6044 | 11.3083 | 8.1268 | 11.1217 | 8.7619 | 9.9847 | 10.1388 | 10.1393 | 11.305 | 10.6475 | 9.8896 | 9.922 | 9.7687 | 10.5424 | 7.7979 | 9.0566 | 8.3435 | 10.6029 |  |  | 11.2593 | 9.9506 | 12.1331 | 11.0965 | 10.3548 | 11.0239 | 10.2978 | 9.3657 | 8.5683 | 7.8317 | 9.0631 | 9.4236 | 9.6822 | 11.2679 | 11.0894 | 10.2545 | 10.7604 | 10.241 | 8.3529 | 9.6027 | 9.1671 | 9.8625 | 9.9595 | 8.8764 | 11.1851 | 10.6441 | 11.2406 | 11.394 | 11.4699 | 11.4996 | 7.2824 | 8.4443 | 8.5637 | 8.1475 | 7.2388 | 8.4332 | 7.2253 | 8.4386 | 8.6032 | 8.2452 | 6.7267 | 8.4907 | 8.6243 | 8.2677 | 9.6716 | 8.1879 | 10.514 | 8.9608 | 8.6926 | 8.4677 | 8.0654 | 8.0143 | 8.3444 | 8.8068 | 8.7985 | 5.2167 | 7.2282 | 9.1848 | 7.6341 | 9.6097 | 9.3184 | 9.5566 | 9.6844 | 11.1284 | 8.9611 | 10.5633 | 9.7063 | 9.6566 | 11.9878 | 10.295 | 7.9442 | 8.7122 | 7.8361 | 4.9155 | 3.5165 | 4.886 | 7.7142 | 3.634 | 8.0055 | 7.4029 | 6.4551 | 8.3027 | 9.3612 | 7.2504 | 11.7844 | 11.424 | 11.5749 | 10.6302 | 10.221 |  | 10.7246 | 11.7081 | 13.462 | 12.544 | 10.7837 | 10.8337 | 9.2074 | 9.7548 | 9.7122 | 9.9531 | 8.957 | 9.4385 | 10.6884 | 10.5041 | 10.8664 | 11.8624 | 10.5051 | 9.9492 | 10.678 | 12.2523 | 10.6797 | 10.5322 | 10.5859 | 10.574 | 11.507 | 11.7592 | 11.927 | 11.1307 | 9.8416 | 9.9988 | 11.5218 | 11.9579 | 11.925 | 13.3645 | 13.2488 | 11.5901 | 10.434 | 10.7206 | 9.332 | 9.3295 | 11.2306 | 10.7041 | 12.5166 | 11.442 | 10.8321 | 14.006 | 14.3422 | 12.5654 | 9.1794 | 9.1594 | 9.8147 | 8.4058 | 8.3401 | 9.2948 | 10.6546 | 11.2567 | 11.2317 | 9.7293 | 9.7686 | 10.9807 | 10.0964 | 10.2181 | 11.2854 | 8.0665 | 9.6856 | 8.6142 | 10.4654 | 11.0063 | 9.5496 | 10.5523 | 10.5558 | 10.7616 | 10.1153 | 9.9656 | 9.1735 | 10.2594 | 10.2956 | 9.7833 | 9.0266 | 9.7233 | 9.1615 | 9.608 | 8.2831 | 8.5496 | 11.1999 | 12.5976 | 10.3725 | 11.279 | 9.5612 | 9.0618 | 9.1875 | 10.0229 | 10.4108 | 9.9616 | 10.6196 | 10.7753 | 8.6547 | 10.1797 | 9.9233 | 9.7969 | 8.7481 | 8.2507
30% | 7.0519 | 6.1638 | 7.7841 | 6.3337 | 7.4419 | 6.2728 | 7.987 | 8.9979 | 8.5387 | 8.3418 | 8.3439 | 8.8435 | 5.8619 | 5.837 | 7.643 | 6.3439 |  |  | 8.19 | 8.6576 | 7.2804 | 7.7568 | 7.5214 | 8.9674 | 6.665 | 6.9454 | 5.8462 | 6.7089 | 7.9603 | 8.2771 | 10.2047 | 11.0934 | 9.6973 | 11.0104 | 11.2222 | 10.3939 | 8.8126 | 8.0308 | 7.3119 | 8.3614 | 8.4196 | 8.1503 | 7.7252 | 7.0742 | 8.7496 | 6.9015 | 7.2541 | 7.0885 | 6.9504 | 8.602 | 7.5552 | 6.9561 | 8.657 | 6.6403 | 10.5224 | 11.9814 | 7.6449 | 10.6409 | 9.7563 | 10.1883 | 9.4681 | 8.2792 | 9.5955 | 9.0569 | 9.7814 |  | 10.4408 | 10.6441 | 10.0011 | 12.3135 | 11.2336 | 10.6232 | 8.9704 | 7.5735 | 10.934 | 9.3394 | 9.5959 | 10.2671 | 10.9647 | 10.8551 | 10.4324 | 10.9247 | 10.7753 |  | 10.4364 | 9.5634 | 9.8737 | 11.0754 | 9.7707 | 10.0473 | 11.0805 | 11.0684 | 9.4737 | 11.4105 | 11.2263 | 10.364 | 9.2067 | 10.5359 | 10.6545 | 10.9504 | 11.6677 | 10.7056 | 7.935 | 10.0068 | 9.9189 | 9.3266 | 9.7184 | 10.8306 | 11.9742 | 12.5177 | 12.4634 | 9.6963 | 10.0637 | 10.6535 | 9.588 | 12.0311 | 9.1373 | 9.7703 | 10.093 | 10.0126 | 7.8368 | 8.0605 | 8.7048 | 8.6335 | 10.0697 | 9.6681 | 9.6729 | 11.0737 | 9.8173 | 9.809 | 10.4288 | 11.0326 | 9.4562 | 11.1442 | 11.3745 | 9.8058 | 10.0762 | 8.9007 | 10.0154 | 13.1471 | 10.2012 | 13.8506 | 12.1128 | 11.9835 | 9.6587 | 11.7864 | 11.1069 | 11.0242 | 10.5525 | 13.0635 | 10.6908 | 9.5264 | 9.0435 | 12.1078 | 10.5015 | 9.4166 | 10.8328 | 9.2065 | 9.3494 | 10.3788 | 10.3751 | 9.3086 | 11.2424 | 11.2979 | 10.8324 | 10.5519 | 10.9233 | 10.9205 | 8.4366 | 8.6054 | 8.8471 | 7.8904 | 8.805 | 8.7067 | 8.1802 | 9.016 | 7.0408 | 8.8815 | 8.5947 | 7.5915 | 8.1123 | 7.1764 | 8.1296 | 9.4586 | 8.3117 | 7.552 | 5.6538 | 7.4288 | 6.4732 | 7.3341 | 5.208 | 7.2507 | 6.6217 | 5.7669 | 5.1293 | 8.0618 | 5.4999 | 7.4402 | 8.2372 | 8.0182 | 7.756 | 6.7806 | 8.0311 | 8.9028 | 6.5405 | 8.2162 | 6.7291 | 8.2906 | 8.2574 | 8.9418 | 8.4261 | 9.2864 | 8.621 | 9.232 | 10.115 | 7.4493 | 9.894 | 9.7297 | 10.2797 | 11.7072 | 10.8952 | 10.2599 | 8.1228 | 7.7976 | 7.8578 | 6.897 | 7.1774 | 8.4673 | 8.7855 | 8.9733 | 9.8513 | 11.2605 | 8.6615 | 10.492 | 9.3711 | 9.0166 | 9.8611 | 9.8547 | 9.5867 | 9.8475 | 9.8432 | 9.6125 | 9.809 | 8.8373 | 13.1688 | 10.1808 | 10.0923 | 8.176 | 10.2993 | 9.9478 | 10.1472 | 9.3711 | 10.8819 | 10.7003 | 9.9413 | 9.5147 | 10.3402 | 10.4584 | 10.8392 | 11.9769 | 10.9419 | 10.7914 | 10.7967 | 11.1251 | 9.2034 | 10.6478 | 10.855 | 10.7974 | 10.6492 | 9.6156 | 10.4219 | 10.8379 | 10.4122 | 9.4766 | 10.6112 | 10.0896 | 10.0887 | 8.9396 | 9.8175 | 7.9261 | 9.432 | 8.3116 | 11.6098 | 11.9567 | 11.6489 | 11.6118 | 11.9577 | 11.1226 | 10.6998 | 9.8561 | 10.3626 | 11.0078 | 10.0088 | 11.0101 | 9.6798 | 9.3146 | 9.4895 | 8.8756 | 9.9699 | 9.1251 | 9.7551 | 11.3372 | 11.5745 | 11.2194 | 12.0504 | 10.8208 | 9.6842 | 11.3363 | 11.1087 | 11.2479 | 11.704 | 11.8153 | 11.2501 | 10.6166 | 10.8536 | 10.878 | 10.0373 | 10.3091 | 11.1838 | 10.9614 | 10.6669 | 9.0109 | 10.037 | 9.8636 | 10.025 | 9.8479 | 10.0823 | 9.0779 | 10.9045 | 11.382 | 8.3614 | 11.2391 | 8.8595 | 10.1683 | 10.1766 | 10.2176 | 11.5089 | 10.7182 | 9.9176 | 9.9617 | 9.7256 | 10.6591 | 7.6764 | 9.1554 | 8.4197 | 10.7146 |  |  | 11.3794 | 10.2399 | 12.2332 | 11.3013 | 10.4206 | 11.1131 | 10.3089 | 9.3161 | 8.797 | 7.9545 | 9.229 | 9.4989 | 9.7732 | 11.3017 | 11.2006 | 10.4124 | 11.0685 | 10.4426 | 8.4286 | 9.6969 | 9.2505 | 9.7928 | 10.2269 | 8.9841 | 11.1918 | 10.5229 | 11.2998 | 11.4848 | 11.3148 | 11.6129 | 7.3494 | 8.5552 | 8.733 | 8.4326 | 7.1691 | 8.5134 | 7.3279 | 8.5505 | 8.73 | 8.2587 | 6.6713 | 8.5664 | 8.5535 | 8.2735 | 9.9507 | 8.4019 | 10.5758 | 9.0445 | 9.1005 | 8.5046 | 8.5253 | 8.4073 | 8.521 | 8.7027 | 8.9944 | 5.1849 | 7.366 | 9.4287 | 7.7779 | 9.7012 | 9.5415 | 9.5874 | 9.8496 | 11.3842 | 9.2617 | 10.7571 | 9.6304 | 9.9957 | 12.2314 | 10.4712 | 8.1557 | 9.029 | 7.8668 | 5.4871 | 3.4766 | 4.7862 | 7.7803 | 3.7319 | 8.0537 | 7.565 | 6.3652 | 8.1448 | 9.3184 | 7.2404 | 12.1538 | 11.8466 | 11.9257 | 11.1443 | 10.4504 |  | 10.9874 | 11.9267 | 13.5379 | 12.7425 | 11.1032 | 11.1864 | 9.5173 | 10.1556 | 10.1565 | 10.2098 | 9.4963 | 9.9672 | 10.9143 | 10.7388 | 11.069 | 12.2358 | 10.8693 | 10.1536 | 11.1722 | 12.3123 | 10.9688 | 10.785 | 10.8152 | 10.9465 | 11.8203 | 11.8745 | 12.1887 | 11.3931 | 9.9864 | 10.2529 | 11.9422 | 12.271 | 12.3824 | 13.8336 | 13.6289 | 12.0517 | 10.8868 | 10.9792 | 9.6529 | 9.5793 | 11.4607 | 10.7759 | 12.639 | 11.7834 | 11.0997 | 14.2826 | 14.5988 | 12.9866 | 9.6918 | 9.5915 | 10.4476 | 8.8827 | 8.8594 | 9.9146 | 11.1002 | 11.7319 | 11.557 | 10.0916 | 10.2498 | 11.3753 | 10.4115 | 10.7876 | 11.6965 | 8.3721 | 10.3967 | 9.1073 | 10.8638 | 11.4125 | 10.0244 | 11.001 | 10.9681 | 11.3098 | 10.5725 | 10.2663 | 9.5752 | 10.7761 | 10.8628 | 10.334 | 9.4222 | 10.1769 | 9.6576 | 10.0517 | 8.7756 | 9.0262 | 11.587 | 12.8584 | 10.9858 | 11.5521 | 9.9574 | 9.6458 | 9.6721 | 10.5667 | 10.9335 | 10.3431 | 11.0051 | 11.1425 | 9.1021 | 10.6962 | 10.3633 | 10.1436 | 9.0969 | 8.8113
31% | 7.5618 | 6.5302 | 8.262 | 6.8578 | 7.7827 | 6.7827 | 8.4774 | 9.546 | 9.1051 | 8.7774 | 8.7753 | 9.3293 | 6.3343 | 6.2809 | 7.9681 | 6.7887 |  |  | 8.6527 | 9.1561 | 7.8486 | 8.3273 | 7.9973 | 9.4978 | 7.1494 | 7.4613 | 6.316 | 7.2977 | 8.4279 | 8.7414 | 10.6639 | 11.6101 | 10.1416 | 11.4354 | 11.6421 | 10.6367 | 9.2497 | 8.5481 | 7.7885 | 8.8068 | 8.8857 | 8.6096 | 8.2671 | 7.4796 | 9.1632 | 7.3563 | 7.7907 | 7.4952 | 7.4297 | 8.9067 | 7.9832 | 7.4439 | 9.1306 | 7.136 | 10.9838 | 12.2665 | 7.8144 | 10.7898 | 9.8903 | 10.313 | 9.5277 | 8.4324 | 9.6225 | 9.1405 | 10.0239 |  | 10.3759 | 10.8625 | 10.2196 | 12.5479 | 11.3108 | 10.6507 | 8.8712 | 7.7517 | 11.1897 | 9.4699 | 9.862 | 10.4742 | 11.0858 | 10.9152 | 10.5498 | 11.0978 | 10.9008 |  | 10.4357 | 9.6032 | 9.9911 | 11.2497 | 9.8834 | 10.0332 | 11.1908 | 11.0134 | 9.5806 | 11.5231 | 11.4423 | 10.6035 | 9.2668 | 10.745 | 10.723 | 11.1121 | 11.7358 | 10.654 | 8.0153 | 10.1195 | 10.0261 | 9.3943 | 9.9941 | 10.9665 | 12.084 | 12.7118 | 12.6275 | 9.8911 | 10.1122 | 10.9 | 9.7969 | 12.4807 | 9.4755 | 10.0133 | 10.4522 | 10.2304 | 8.0538 | 8.1725 | 8.847 | 8.9832 | 10.5328 | 9.9894 | 10.0835 | 11.5159 | 10.185 | 10.2059 | 10.706 | 11.445 | 9.795 | 11.3354 | 11.5157 | 10.1063 | 10.4509 | 9.2743 | 10.3511 | 13.3015 | 10.4298 | 13.8808 | 12.323 | 11.9265 | 9.882 | 12.0086 | 11.1653 | 11.2527 | 10.7711 | 13.2077 | 11.1792 | 9.6789 | 9.3189 | 12.4938 | 10.6625 | 9.7895 | 11.3164 | 9.5089 | 9.6261 | 10.601 | 10.7386 | 9.5884 | 11.7689 | 11.6675 | 11.4073 | 11.0501 | 11.3729 | 11.4096 | 8.9047 | 9.1104 | 9.3543 | 8.3092 | 9.4181 | 9.2339 | 8.6846 | 9.4917 | 7.5524 | 9.3509 | 9.2985 | 8.1159 | 8.5321 | 7.6701 | 8.521 | 10.0685 | 8.8683 | 8.0593 | 6.1011 | 7.8081 | 6.9375 | 7.7997 | 5.6263 | 7.7156 | 7.1584 | 6.1896 | 5.56 | 8.5931 | 5.7941 | 7.9963 | 8.5465 | 8.4097 | 8.2481 | 7.243 | 8.4764 | 9.3557 | 7.1139 | 8.4316 | 7.2043 | 8.7281 | 8.6989 | 9.2616 | 8.8197 | 9.6474 | 9.1218 | 9.3012 | 10.5426 | 7.9215 | 10.3967 | 10.2799 | 10.5749 | 12.1168 | 11.3432 | 10.6196 | 8.3586 | 8.1872 | 8.1329 | 7.1246 | 7.3669 | 8.7796 | 9.0617 | 9.2231 | 10.1893 | 11.5327 | 9.0419 | 10.8562 | 9.6813 | 9.3054 | 10.1006 | 10.216 | 10.0831 | 10.2159 | 10.1761 | 10.0297 | 10.0942 | 9.1553 | 13.3685 | 10.5563 | 10.3283 | 8.4495 | 10.6413 | 10.191 | 10.3956 | 9.665 | 11.3364 | 10.9794 | 10.1513 | 9.9172 | 10.7637 | 10.8308 | 10.9899 | 12.249 | 11.0645 | 11.0615 | 11.162 | 11.4389 | 9.5973 | 11.0025 | 11.2 | 11.0449 | 11.0594 | 9.9186 | 10.6345 | 10.9891 | 10.7003 | 9.889 | 10.9561 | 10.377 | 10.263 | 9.1633 | 10.2154 | 8.2091 | 9.6883 | 8.444 | 11.8281 | 12.186 | 11.9212 | 11.8582 | 12.3042 | 11.4247 | 10.8565 | 10.138 | 10.6513 | 11.2902 | 10.3214 | 11.3568 | 9.9511 | 9.672 | 9.8477 | 9.3261 | 10.1671 | 9.4189 | 10.2147 | 11.7003 | 11.8653 | 11.5699 | 12.3089 | 11.1247 | 9.9751 | 11.6285 | 11.4643 | 11.5774 | 12.0544 | 12.1104 | 11.6168 | 10.9425 | 11.1069 | 11.1737 | 10.3682 | 10.6935 | 11.4849 | 11.2657 | 10.9348 | 9.2562 | 10.2996 | 10.275 | 10.2681 | 9.9499 | 10.2531 | 9.0309 | 11.1686 | 11.4154 | 8.6162 | 11.3231 | 8.9624 | 10.3553 | 10.2102 | 10.3008 | 11.7299 | 10.79 | 9.9333 | 10.019 | 9.6752 | 10.7752 | 7.5208 | 9.2299 | 8.5093 | 11.0154 |  |  | 11.4899 | 10.5307 | 12.309 | 11.4871 | 10.4652 | 11.1975 | 10.3458 | 9.2383 | 8.9457 | 8.078 | 9.3864 | 9.5729 | 9.8254 | 11.3254 | 11.3001 | 10.5452 | 11.3673 | 10.6156 | 8.4717 | 9.7625 | 9.3038 | 9.754 | 10.4568 | 9.0267 | 11.1711 | 10.3912 | 11.3401 | 11.554 | 11.1523 | 11.677 | 7.4462 | 8.7673 | 8.9087 | 8.397 | 7.139 | 8.6042 | 7.4356 | 8.6797 | 8.9514 | 8.2575 | 6.609 | 8.6883 | 8.5043 | 8.2867 | 10.2476 | 8.636 | 10.6375 | 9.1826 | 9.5489 | 8.5246 | 9.0174 | 8.6776 | 8.705 | 8.5862 | 9.1744 | 5.1886 | 7.6334 | 9.6622 | 7.9632 | 9.826 | 9.7968 | 9.6015 | 10.0013 | 11.6278 | 9.5821 | 10.945 | 9.563 | 10.3578 | 12.489 | 10.6549 | 8.4892 | 9.3761 | 7.9917 | 5.687 | 3.4981 | 4.7504 | 7.8412 | 3.7383 | 8.0946 | 7.7437 | 6.2837 | 8.0033 | 9.3474 | 7.2421 | 12.5587 | 12.1709 | 12.2341 | 11.588 | 10.7962 |  | 11.2126 | 12.1246 | 13.5615 | 12.8943 | 11.3914 | 11.5084 | 9.8002 | 10.5968 | 10.5673 | 10.4691 | 10.0471 | 10.4533 | 11.117 | 10.9654 | 11.3077 | 12.5314 | 11.2733 | 10.3225 | 11.5954 | 12.4346 | 11.2472 | 11.0722 | 11.0811 | 11.3217 | 12.1211 | 11.9893 | 12.5183 | 11.6133 | 10.1578 | 10.5351 | 12.408 | 12.6054 | 12.8724 | 14.3249 | 13.9158 | 12.5057 | 11.2797 | 11.1723 | 9.9405 | 9.7844 | 11.6439 | 10.8897 | 12.7857 | 12.2019 | 11.3479 | 14.4895 | 14.8272 | 13.4254 | 10.1864 | 10.1146 | 10.9294 | 9.3147 | 9.3068 | 10.4906 | 11.5054 | 12.2014 | 11.886 | 10.4463 | 10.6594 | 11.7449 | 10.7279 | 11.3024 | 11.9656 | 9.0173 | 11.0518 | 9.5054 | 11.2434 | 11.9541 | 10.4866 | 11.4092 | 11.3899 | 11.6529 | 10.993 | 10.9246 | 10.0256 | 11.2508 | 11.3758 | 10.8603 | 9.8184 | 10.5142 | 10.148 | 10.4623 | 9.1687 | 9.4315 | 11.8591 | 12.9643 | 11.4387 | 11.978 | 10.7337 | 10.1841 | 10.1338 | 11.1439 | 11.4118 | 10.7457 | 11.3806 | 11.5733 | 9.5691 | 11.1908 | 10.7877 | 10.4797 | 9.5145 | 9.3251
32% | 7.994 | 6.9613 | 8.631 | 7.4134 | 8.2905 | 7.268 | 8.828 | 10.0736 | 9.6802 | 9.2786 | 9.2209 | 9.8045 | 6.8632 | 6.8439 | 8.3593 | 7.3065 |  |  | 9.1676 | 9.6361 | 8.3193 | 8.9074 | 8.5026 | 10.2499 | 7.659 | 7.9892 | 6.8202 | 7.8322 | 8.9389 | 9.2402 | 11.1353 | 12.1815 | 10.7032 | 11.2239 | 11.7711 | 11.0318 | 9.6719 | 9.0211 | 8.3388 | 9.3071 | 9.3594 | 9.0789 | 8.8723 | 7.9415 | 9.7205 | 7.848 | 8.361 | 7.8843 | 7.9181 | 9.3025 | 8.4529 | 7.9566 | 9.8016 | 7.6501 | 11.4163 | 12.5044 | 8.0065 | 10.9588 | 10.033 | 10.4427 | 9.5942 | 8.6095 | 9.7746 | 9.2328 | 10.2944 |  | 10.4354 | 11.0051 | 10.3567 | 12.7354 | 11.4417 | 10.6918 | 9.0718 | 7.9719 | 11.2949 | 9.6115 | 10.1524 | 10.6931 | 11.2245 | 10.9974 | 10.7451 | 11.263 | 11.0951 |  | 10.4785 | 9.6753 | 10.1081 | 11.4626 | 10.0181 | 10.2062 | 11.3166 | 10.9706 | 9.6919 | 11.6196 | 11.6336 | 10.8781 | 9.357 | 10.9399 | 10.7597 | 11.2826 | 11.8234 | 10.6773 | 8.1293 | 10.2514 | 10.1703 | 9.4847 | 10.2554 | 11.1126 | 12.1958 | 12.9163 | 12.7548 | 10.2347 | 10.1977 | 11.3689 | 10.028 | 12.9447 | 9.8317 | 10.2537 | 10.8218 | 10.4914 | 8.3082 | 8.3399 | 8.999 | 9.2681 | 10.8249 | 10.3784 | 10.6024 | 11.8333 | 10.673 | 10.7629 | 11.1152 | 12.0522 | 10.1628 | 11.5579 | 11.7287 | 10.4899 | 10.8946 | 9.5437 | 10.7889 | 13.481 | 11.0493 | 13.8226 | 12.709 | 11.7849 | 10.0277 | 12.2448 | 11.203 | 11.5057 | 11.0295 | 13.2287 | 11.4935 | 9.8683 | 9.6353 | 12.9636 | 10.8394 | 10.1344 | 11.6957 | 9.8621 | 9.9754 | 10.8659 | 11.188 | 9.794 | 12.2388 | 12.052 | 11.9035 | 11.6711 | 11.8277 | 11.9253 | 9.2469 | 9.6208 | 9.9467 | 8.8057 | 10.039 | 9.7962 | 9.355 | 9.9661 | 7.9646 | 9.8914 | 10.0144 | 8.6934 | 8.9399 | 8.2468 | 8.9983 | 10.6765 | 9.4452 | 8.5834 | 6.6489 | 8.3145 | 7.4961 | 8.1858 | 6.1353 | 8.241 | 7.7357 | 6.6557 | 6.01 | 9.3677 | 6.2799 | 8.4981 | 8.9702 | 8.8479 | 8.6228 | 7.7526 | 8.9391 | 9.9284 | 7.7042 | 8.7079 | 7.6991 | 9.1073 | 9.1762 | 9.6526 | 9.1806 | 10.0467 | 9.639 | 9.5736 | 11.0399 | 8.4578 | 10.8997 | 10.7842 | 10.8767 | 12.5637 | 11.8232 | 11.0255 | 8.6388 | 8.4627 | 8.4633 | 7.3536 | 7.6087 | 9.1202 | 9.3877 | 9.5853 | 10.5685 | 11.8425 | 9.412 | 11.172 | 10.2216 | 9.5502 | 10.3606 | 10.6093 | 10.6355 | 10.6083 | 10.5789 | 10.4066 | 10.4361 | 9.4912 | 13.5826 | 10.9048 | 10.6058 | 8.7526 | 10.9504 | 10.5433 | 10.6574 | 9.9786 | 11.7967 | 11.2409 | 10.442 | 10.2898 | 11.2001 | 11.2647 | 11.1846 | 12.4991 | 11.2762 | 11.3263 | 11.5989 | 11.8881 | 10.084 | 11.396 | 11.6072 | 11.3888 | 11.476 | 10.226 | 10.8217 | 11.1596 | 11.0767 | 10.3175 | 11.248 | 10.6434 | 10.4398 | 9.391 | 10.5513 | 8.479 | 9.9852 | 8.5356 | 12.0734 | 12.4233 | 12.2067 | 12.1216 | 12.6445 | 11.726 | 11.0081 | 10.5201 | 10.9582 | 11.5615 | 10.6614 | 11.7136 | 10.3068 | 9.9418 | 10.2159 | 9.7962 | 10.3794 | 9.7224 | 10.6694 | 12.0618 | 12.1172 | 11.8927 | 12.501 | 11.4274 | 10.2799 | 11.9394 | 11.9353 | 12.0485 | 12.4861 | 12.4545 | 11.9032 | 11.2864 | 11.3996 | 11.5191 | 10.6359 | 11.0911 | 11.8621 | 11.5519 | 11.2513 | 9.4963 | 10.5789 | 10.6459 | 10.5444 | 10.0284 | 10.4299 | 8.9688 | 11.4114 | 11.4292 | 8.926 | 11.3821 | 9.0786 | 10.5198 | 10.2413 | 10.3636 | 11.9248 | 10.8726 | 9.9565 | 10.0902 | 9.6178 | 10.8927 | 7.3577 | 9.2909 | 8.5277 | 11.0901 |  |  | 11.5905 | 10.8131 | 12.3406 | 11.6349 | 10.4923 | 11.2572 | 10.3683 | 9.1409 | 9.1257 | 8.2015 | 9.5105 | 9.6152 | 9.867 | 11.3187 | 11.3717 | 10.6367 | 11.6061 | 10.7708 | 8.4888 | 9.8373 | 9.3313 | 9.7004 | 10.6272 | 9.0799 | 11.1389 | 10.2527 | 11.3602 | 11.5953 | 10.9613 | 11.7345 | 7.5527 | 8.8391 | 9.0885 | 8.4517 | 7.1522 | 8.7235 | 7.5688 | 8.799 | 9.2229 | 8.2302 | 6.5194 | 8.7981 | 8.5034 | 8.3202 | 10.5271 | 8.9085 | 10.7038 | 9.33 | 9.9788 | 8.609 | 9.5087 | 9.1171 | 8.8982 | 8.4704 | 9.3482 | 5.2474 | 7.8953 | 9.9126 | 8.1611 | 9.8763 | 10.0451 | 9.6196 | 10.1573 | 11.8085 | 10.038 | 11.1449 | 9.5158 | 10.716 | 12.6457 | 10.9204 | 8.8391 | 9.7369 | 7.9449 | 5.9806 | 3.5176 | 4.7186 | 7.8978 | 3.8021 | 8.1454 | 7.9327 | 6.2235 | 7.8823 | 9.3351 | 7.2677 | 12.913 | 12.5877 | 12.5784 | 12.1071 | 11.0428 |  | 11.544 | 12.2737 | 13.5994 | 13.0119 | 11.6753 | 11.8492 | 10.1192 | 11.0573 | 10.9909 | 10.7624 | 10.5345 | 10.8491 | 11.2805 | 11.1985 | 11.5507 | 12.8291 | 11.6249 | 10.584 | 11.9736 | 12.5012 | 11.5531 | 11.4014 | 11.2983 | 11.6405 | 12.4108 | 12.1062 | 12.8143 | 11.8253 | 10.2943 | 10.7468 | 12.8729 | 12.9775 | 13.3901 | 14.8116 | 14.2663 | 12.9546 | 11.6758 | 11.3478 | 10.2324 | 9.9828 | 11.8005 | 11.0046 | 12.9112 | 12.6888 | 11.6102 | 14.6834 | 14.9967 | 13.814 | 10.674 | 10.4939 | 11.9317 | 9.7914 | 9.6838 | 11.0922 | 11.8667 | 12.691 | 12.1833 | 10.7979 | 11.0493 | 12.1423 | 11.1366 | 11.8319 | 12.2022 | 9.5544 | 11.5611 | 9.9542 | 11.5839 | 12.2321 | 10.9555 | 11.8136 | 11.7827 | 11.9537 | 11.4243 | 11.3326 | 10.413 | 11.7203 | 11.8781 | 11.3655 | 10.1515 | 10.8737 | 10.5972 | 10.8901 | 9.4932 | 9.8401 | 12.1673 | 13.1007 | 11.9069 | 12.312 | 11.0834 | 10.446 | 10.4948 | 11.6908 | 11.9526 | 11.0757 | 11.8142 | 11.9313 | 10.0237 | 11.6627 | 11.2249 | 10.8175 | 9.977 | 9.8197
33% | 8.5029 | 7.4694 | 9.3009 | 8.0241 | 8.7807 | 7.7788 | 9.2592 | 10.614 | 10.2241 | 9.7187 | 9.8478 | 10.334 | 7.4356 | 7.5969 | 8.786 | 7.849 |  |  | 9.6978 | 10.1793 | 8.8608 | 9.464 | 9.0394 | 10.7712 | 8.3982 | 8.5616 | 7.3779 | 8.4099 | 9.4643 | 10.1079 | 11.6661 | 12.7825 | 11.2085 | 11.6275 | 12.2261 | 11.474 | 10.1709 | 9.5339 | 8.9311 | 9.8349 | 9.8666 | 9.5631 | 9.5109 | 8.4362 | 10.2477 | 8.4075 | 8.9943 | 8.3278 | 8.4228 | 9.7631 | 8.9597 | 8.4849 | 10.4086 | 8.1906 | 11.8246 | 12.7862 | 8.2068 | 11.1189 | 10.199 | 10.5882 | 9.6772 | 8.7962 | 9.9492 | 9.3243 | 10.5781 |  | 10.5115 | 11.1887 | 10.4891 | 12.9163 | 11.4234 | 10.7487 | 9.3141 | 8.2319 | 11.4542 | 9.7192 | 10.5807 | 10.8906 | 11.37 | 11.0923 | 10.9236 | 11.4292 | 11.3293 |  | 10.5173 | 9.7572 | 10.2398 | 11.7066 | 10.1653 | 10.2665 | 11.4704 | 10.929 | 9.8321 | 11.6952 | 11.8462 | 11.142 | 9.4691 | 11.1285 | 10.8153 | 11.4351 | 11.934 | 10.7125 | 8.266 | 10.4218 | 10.1884 | 9.6034 | 10.5166 | 11.2561 | 12.315 | 13.1916 | 12.874 | 10.4405 | 10.6689 | 11.8069 | 10.294 | 13.4236 | 10.2824 | 10.5399 | 11.2053 | 10.7609 | 8.6768 | 8.5605 | 9.1944 | 9.6146 | 11.1969 | 10.727 | 11.0289 | 12.1441 | 11.1188 | 11.3671 | 11.5992 | 12.5001 | 10.6672 | 11.7172 | 11.9536 | 10.8296 | 11.3387 | 9.9635 | 11.2173 | 13.6041 | 11.7027 | 13.0983 | 13.0821 | 11.6855 | 10.1061 | 12.5042 | 11.2361 | 11.7771 | 11.3077 | 13.0497 | 11.8564 | 10.1431 | 9.8686 | 13.3971 | 11.0204 | 10.4954 | 11.9381 | 10.1405 | 10.2711 | 11.0275 | 11.6232 | 10.1325 | 12.7833 | 12.6131 | 12.3453 | 12.2867 | 12.3968 | 12.4788 | 9.7518 | 10.1804 | 10.4868 | 9.2818 | 10.6399 | 10.3181 | 9.9545 | 10.698 | 8.5787 | 10.4752 | 10.7188 | 9.3105 | 9.5109 | 8.8168 | 9.5713 | 11.1834 | 10.1872 | 9.1763 | 7.0607 | 8.849 | 8.0694 | 8.7506 | 6.671 | 8.8331 | 8.4357 | 7.1575 | 6.4974 | 9.9832 | 6.7642 | 9.1098 | 9.4132 | 9.3653 | 8.946 | 8.2101 | 9.4346 | 10.4715 | 8.3394 | 8.9764 | 8.2129 | 9.5164 | 9.7074 | 10.0637 | 9.5277 | 10.5435 | 10.1169 | 9.8787 | 11.5708 | 9.0425 | 11.358 | 11.3465 | 11.2158 | 13.0603 | 12.3226 | 11.4736 | 8.921 | 8.864 | 8.8187 | 7.6386 | 7.8938 | 9.508 | 9.7436 | 9.8823 | 11.0107 | 12.3433 | 9.71 | 11.5375 | 10.5675 | 9.8253 | 10.6031 | 11.0455 | 11.1831 | 11.0401 | 10.9723 | 10.8243 | 10.8379 | 9.7957 | 13.7754 | 11.3122 | 10.8991 | 9.0682 | 11.3156 | 10.7852 | 10.9263 | 10.2782 | 12.2597 | 11.5645 | 10.792 | 10.643 | 11.6653 | 11.5829 | 11.3946 | 12.7702 | 11.5117 | 11.6272 | 11.9625 | 12.3369 | 10.655 | 11.7226 | 12.0937 | 11.6558 | 11.912 | 10.5356 | 11.0417 | 11.332 | 11.3705 | 10.6679 | 11.5323 | 10.8981 | 10.635 | 9.6534 | 10.8854 | 8.7624 | 10.2092 | 8.6838 | 12.3171 | 12.6255 | 12.4645 | 12.3966 | 12.9687 | 12.0062 | 11.1539 | 10.7922 | 11.3168 | 11.8736 | 11.0266 | 12.0533 | 10.6186 | 10.2839 | 10.5701 | 10.2544 | 10.5946 | 10.0261 | 11.0978 | 12.4354 | 12.4142 | 12.2111 | 12.8143 | 11.779 | 10.5703 | 12.2383 | 12.2733 | 12.3658 | 12.8477 | 12.7717 | 12.2288 | 11.6187 | 11.6674 | 11.7929 | 10.9075 | 11.451 | 12.2516 | 11.8745 | 11.5398 | 9.7583 | 10.8475 | 11.1468 | 10.8196 | 10.0861 | 10.6173 | 8.9016 | 11.639 | 11.4002 | 9.2753 | 11.4304 | 9.2149 | 10.7088 | 10.2723 | 10.4271 | 12.1659 | 10.9646 | 9.9867 | 10.1798 | 9.5559 | 11.005 | 7.1857 | 9.3121 | 8.5018 | 11.0501 |  |  | 11.6994 | 11.0304 | 12.3349 | 11.7572 | 10.5027 | 11.2883 | 10.3943 | 9.0278 | 9.3631 | 8.3131 | 9.6079 | 9.6173 | 9.8907 | 11.2971 | 11.454 | 10.6904 | 11.8004 | 10.8918 | 8.522 | 9.9178 | 9.3491 | 9.6371 | 10.7685 | 9.1347 | 11.0872 | 10.1085 | 11.363 | 11.6171 | 10.7744 | 11.7698 | 7.6912 | 8.9968 | 9.2952 | 8.4914 | 7.1999 | 8.8396 | 7.6703 | 8.9967 | 9.3736 | 8.2138 | 6.4431 | 8.9237 | 8.5141 | 8.3641 | 10.867 | 9.2567 | 10.7842 | 9.4774 | 10.4508 | 8.668 | 9.9329 | 9.5686 | 9.092 | 8.3664 | 9.5553 | 5.3476 | 8.1004 | 10.1076 | 8.3659 | 9.9698 | 10.3796 | 9.6343 | 10.3225 | 11.984 | 10.3915 | 11.3772 | 9.4712 | 11.0331 | 12.8711 | 11.0287 | 9.1469 | 10.1363 | 7.9334 | 6.3569 | 3.636 | 4.7862 | 7.9733 | 3.9456 | 8.2276 | 8.1291 | 6.183 | 7.7927 | 9.3433 | 7.2816 | 13.2269 | 13.013 | 12.8655 | 12.6575 | 11.5749 |  | 11.7951 | 12.4343 | 13.5928 | 13.1475 | 11.9325 | 12.1253 | 10.4616 | 11.4322 | 11.397 | 11.0314 | 11.0353 | 11.3207 | 11.4417 | 11.4448 | 11.7343 | 13.1551 | 11.9986 | 10.7679 | 12.3729 | 12.5281 | 11.8215 | 11.6147 | 11.5183 | 11.9377 | 12.6867 | 12.2147 | 13.0208 | 11.9956 | 10.4129 | 10.9901 | 13.2598 | 13.3249 | 13.9218 | 15.2717 | 14.6088 | 13.3462 | 12.0719 | 11.503 | 10.5433 | 10.184 | 11.9161 | 11.0919 | 12.9923 | 13.0973 | 11.9257 | 14.8882 | 15.1178 | 14.1217 | 11.1752 | 10.8295 | 12.6289 | 10.2224 | 10.1225 | 11.6513 | 12.2354 | 13.1866 | 12.4683 | 11.1485 | 11.405 | 12.5358 | 11.4596 | 12.3873 | 12.426 | 10.0566 | 12.2981 | 10.2692 | 11.8901 | 12.5033 | 11.3048 | 12.2023 | 12.1173 | 12.3456 | 11.7603 | 11.7502 | 10.8319 | 12.158 | 12.331 | 11.838 | 10.5152 | 11.0733 | 11.033 | 11.3067 | 9.8615 | 10.2091 | 12.4119 | 13.2088 | 12.2448 | 12.666 | 11.5567 | 11.2097 | 10.8963 | 12.1734 | 12.4406 | 11.4467 | 12.1724 | 12.2114 | 10.449 | 12.0996 | 11.6072 | 11.1007 | 10.3902 | 10.2918
34% | 9.0952 | 8.0119 | 9.8645 | 8.5581 | 9.2568 | 8.3593 | 9.7599 | 11.0865 | 10.7973 | 10.2818 | 10.4636 | 10.8368 | 8.0137 | 8.1402 | 9.3101 | 8.4278 |  |  | 10.2462 | 10.7766 | 9.4057 | 9.9995 | 9.5639 | 11.346 | 8.9592 | 9.1412 | 7.9892 | 9.1227 | 10.0372 | 10.6485 | 12.2249 | 13.3511 | 11.7533 | 12.126 | 12.6779 | 11.9073 | 10.6787 | 10.0788 | 9.4984 | 10.372 | 10.4521 | 10.1071 | 10.1703 | 8.9388 | 10.8368 | 9.0229 | 9.6772 | 8.8332 | 8.9904 | 10.2323 | 9.4629 | 9.0309 | 11.0782 | 8.7436 | 12.1654 | 13.0054 | 8.4077 | 11.2811 | 10.3622 | 10.7533 | 9.7713 | 9.05 | 10.1608 | 9.4324 | 10.863 |  | 10.5818 | 11.3459 | 10.7123 | 13.1101 | 11.5233 | 10.8992 | 9.5017 | 8.4663 | 11.5147 | 9.7312 | 10.8973 | 11.1254 | 11.564 | 11.2177 | 11.1244 | 11.5603 | 11.5803 |  | 10.6072 | 9.8714 | 10.3809 | 11.9682 | 10.3996 | 10.4697 | 11.6536 | 10.8971 | 9.9946 | 11.7546 | 12.0525 | 11.432 | 9.585 | 11.3587 | 10.8367 | 11.5768 | 12.0256 | 10.7564 | 8.4445 | 10.6305 | 10.2709 | 9.7385 | 10.8253 | 11.41 | 12.4762 | 13.4954 | 13.1356 | 10.6368 | 10.7536 | 12.125 | 10.6062 | 13.9113 | 10.6806 | 10.854 | 11.6144 | 11.084 | 9.0866 | 8.8618 | 9.37 | 9.9492 | 11.7438 | 11.036 | 11.4814 | 12.4552 | 11.7135 | 11.9036 | 11.9129 | 12.8512 | 11.1351 | 11.9202 | 12.295 | 11.2131 | 11.7782 | 10.3061 | 11.6616 | 13.8952 | 12.3589 | 13.1839 | 13.4392 | 11.7602 | 10.2279 | 12.7877 | 11.325 | 12.0491 | 11.7152 | 13.0416 | 12.1707 | 10.5105 | 10.1855 | 13.7896 | 11.1965 | 10.9438 | 12.3131 | 10.5533 | 10.5072 | 11.256 | 11.9333 | 10.6743 | 13.4157 | 13.0998 | 12.8378 | 13.0639 | 12.8855 | 13.1539 | 10.2257 | 10.7811 | 11.0219 | 9.8097 | 11.3414 | 10.9634 | 10.4548 | 11.2767 | 9.226 | 11.0964 | 11.5837 | 9.9624 | 10.1121 | 9.3459 | 10.2015 | 11.7292 | 10.8721 | 9.7643 | 7.6675 | 9.4063 | 8.5545 | 9.3428 | 7.2475 | 9.4281 | 9.1503 | 7.6487 | 7.0041 | 10.5839 | 7.2579 | 9.7051 | 9.902 | 9.929 | 9.3231 | 8.7912 | 10.0371 | 10.9191 | 8.9665 | 9.302 | 8.7609 | 9.9415 | 10.2517 | 10.3572 | 9.9577 | 11.0729 | 10.6412 | 10.3008 | 12.2205 | 9.7341 | 11.9411 | 11.9266 | 11.6357 | 13.6336 | 12.851 | 12.0845 | 9.2452 | 9.2697 | 9.1887 | 7.9329 | 8.2047 | 9.9312 | 10.0529 | 10.2576 | 11.4239 | 12.6549 | 10.2333 | 11.9548 | 11.0197 | 10.1563 | 10.8766 | 11.4055 | 11.7471 | 11.455 | 11.4408 | 11.2527 | 11.2636 | 10.2232 | 13.9684 | 11.7059 | 11.2533 | 9.4573 | 11.5954 | 11.1049 | 11.2417 | 10.6208 | 12.7307 | 11.8562 | 11.0929 | 11.0456 | 12.1723 | 12.0122 | 11.6688 | 13.1044 | 11.8961 | 12.0355 | 12.3407 | 12.7696 | 11.1584 | 12.0956 | 12.4975 | 12.0015 | 12.3791 | 10.8646 | 11.2123 | 11.5186 | 11.6513 | 11.0374 | 11.84 | 11.232 | 10.7799 | 9.9214 | 11.2444 | 9.0293 | 10.451 | 8.8395 | 12.5905 | 12.8475 | 12.7447 | 12.7057 | 13.3751 | 12.2615 | 11.3278 | 11.2439 | 11.5985 | 12.1738 | 11.3148 | 12.3644 | 10.9103 | 10.5521 | 10.8407 | 10.6791 | 10.8024 | 10.3305 | 11.5695 | 12.798 | 12.6899 | 12.524 | 13.0584 | 12.0959 | 10.8679 | 12.4888 | 12.636 | 12.688 | 13.2039 | 13.0209 | 12.547 | 11.9137 | 11.8772 | 12.1115 | 11.1912 | 11.8433 | 12.5186 | 12.1451 | 11.8282 | 10.0213 | 11.1189 | 11.5642 | 11.1031 | 10.1265 | 10.8004 | 8.8414 | 11.8244 | 11.3321 | 9.6055 | 11.4583 | 9.359 | 10.9074 | 10.3099 | 10.4763 | 12.3884 | 11.0535 | 10.0096 | 10.2785 | 9.4895 | 11.0984 | 6.9995 | 9.2911 | 8.4387 | 11.0863 |  |  | 11.8179 | 11.2393 | 12.3004 | 11.8744 | 10.4981 | 11.3012 | 10.4061 | 8.8907 | 9.5247 | 8.4384 | 9.7475 | 9.5895 | 9.8924 | 11.2642 | 11.5058 | 10.7092 | 11.9677 | 11.0047 | 8.5436 | 9.9918 | 9.367 | 9.5644 | 10.9129 | 9.1697 | 11.0204 | 9.9964 | 11.3606 | 11.6142 | 10.5974 | 11.7957 | 7.8139 | 9.1011 | 9.5643 | 8.5486 | 7.3093 | 8.975 | 7.8228 | 9.098 | 9.5622 | 8.1685 | 6.3947 | 9.0744 | 8.576 | 8.4033 | 11.0789 | 9.5118 | 10.9894 | 9.6771 | 10.9155 | 8.6726 | 10.4664 | 9.9754 | 9.2794 | 8.2766 | 9.8265 | 5.5866 | 8.3409 | 10.3024 | 8.5448 | 10.0563 | 10.6702 | 9.6719 | 10.4773 | 12.2574 | 10.7783 | 11.6111 | 9.4866 | 11.3502 | 13.0368 | 11.1928 | 9.4787 | 10.5354 | 7.9977 | 6.6638 | 3.7668 | 4.8519 | 8.0677 | 4.1539 | 8.2716 | 8.405 | 6.1529 | 7.7186 | 9.369 | 7.2964 | 13.4945 | 13.3368 | 13.1065 | 13.2774 | 11.7799 |  | 11.986 | 12.5886 | 13.4787 | 13.2383 | 12.1672 | 12.3454 | 10.7052 | 11.8301 | 11.8294 | 11.2435 | 11.5626 | 11.7068 | 11.6177 | 11.7261 | 11.9011 | 13.4231 | 12.4583 | 11.0671 | 12.8039 | 12.5302 | 12.0806 | 11.8424 | 11.671 | 12.2478 | 12.9383 | 12.3547 | 13.2539 | 12.1249 | 10.5356 | 11.1999 | 13.7053 | 13.6116 | 14.4254 | 15.6293 | 14.8871 | 13.7168 | 12.3992 | 11.6387 | 10.8428 | 10.3632 | 11.9636 | 11.1678 | 13.0539 | 13.5237 | 12.2462 | 15.0449 | 15.1668 | 14.4071 | 11.623 | 11.0234 | 13.1245 | 10.738 | 10.5875 | 12.2371 | 12.517 | 13.4794 | 12.7279 | 11.4821 | 11.7584 | 12.8459 | 11.7684 | 12.8501 | 12.6251 | 10.5809 | 13.0044 | 10.8141 | 12.2044 | 12.7946 | 11.8071 | 12.5183 | 12.4525 | 12.5637 | 12.1121 | 12.163 | 11.2345 | 12.5548 | 12.7241 | 12.2937 | 10.7909 | 11.3576 | 11.3561 | 11.5885 | 10.1784 | 10.5754 | 12.5698 | 13.2909 | 12.7387 | 12.9892 | 11.9366 | 11.6387 | 11.2619 | 12.5521 | 12.9126 | 11.8378 | 12.5311 | 12.4815 | 10.8833 | 12.5743 | 12.0482 | 11.3642 | 10.7587 | 10.6549
35% | 9.6756 | 8.6035 | 10.4645 | 9.1437 | 9.7883 | 9.0758 | 10.2154 | 11.7497 | 11.3937 | 10.8452 | 11.0759 | 11.3631 | 8.6311 | 8.8756 | 9.8304 | 8.9842 |  |  | 10.81 | 11.3229 | 10.0141 | 10.6243 | 10.1455 | 11.9246 | 9.4731 | 9.7295 | 8.5836 | 9.7507 | 10.6366 | 11.1879 | 12.8109 | 13.9375 | 12.313 | 12.6617 | 13.1858 | 12.4204 | 11.1608 | 10.6314 | 10.0961 | 10.9547 | 10.9989 | 10.7212 | 10.8687 | 9.4782 | 11.4389 | 9.6808 | 10.3226 | 9.3968 | 9.5681 | 10.7075 | 10.026 | 9.5983 | 11.7463 | 9.3085 | 12.6139 | 13.1939 | 8.6098 | 11.4577 | 10.4957 | 10.9269 | 9.8732 | 9.3414 | 10.3539 | 9.5694 | 11.1903 |  | 10.6602 | 11.5208 | 10.8529 | 13.2825 | 11.548 | 10.9168 | 9.6642 | 8.7192 | 11.6258 | 9.724 | 11.1426 | 11.3271 | 11.7355 | 11.3536 | 11.3545 | 11.7041 | 11.8242 |  | 10.6772 | 10.0175 | 10.5451 | 12.2539 | 10.6479 | 10.682 | 11.8245 | 10.923 | 10.1836 | 11.8201 | 12.2774 | 11.74 | 9.7446 | 11.5787 | 10.8186 | 11.7623 | 12.116 | 10.8033 | 8.6479 | 10.8401 | 10.3538 | 9.8935 | 11.1435 | 11.5471 | 12.5934 | 13.646 | 13.1455 | 10.7086 | 10.9119 | 12.5397 | 10.8898 | 14.404 | 11.1031 | 11.0531 | 12.0697 | 11.344 | 9.3835 | 9.2202 | 9.5955 | 10.3028 | 12.0778 | 11.3476 | 11.9107 | 12.782 | 12.2614 | 12.5302 | 12.1735 | 13.3718 | 11.4844 | 12.1315 | 12.4208 | 11.5434 | 12.1887 | 10.7598 | 12.1931 | 14.0838 | 12.9959 | 13.3026 | 13.9911 | 11.8578 | 10.366 | 12.9826 | 11.2302 | 12.3421 | 12.0101 | 13.0046 | 12.5584 | 10.7062 | 10.4536 | 14.1964 | 11.3626 | 11.3725 | 12.6927 | 10.9131 | 10.8798 | 11.5414 | 12.226 | 10.8888 | 14.067 | 13.5274 | 13.3552 | 13.8771 | 13.3678 | 13.6987 | 10.7349 | 11.3752 | 11.5875 | 10.4108 | 12.0298 | 11.4865 | 11.0896 | 11.8927 | 9.9337 | 11.7143 | 12.3744 | 10.7625 | 10.8807 | 10.1236 | 10.8842 | 12.4115 | 11.5755 | 10.2564 | 8.2739 | 10.0137 | 9.1032 | 9.9701 | 7.9813 | 10.1016 | 9.8366 | 8.2333 | 7.4828 | 11.2005 | 7.8137 | 10.2953 | 10.4749 | 10.4308 | 9.6881 | 9.5076 | 10.6048 | 11.4695 | 9.6083 | 9.5998 | 9.3079 | 10.4218 | 10.7744 | 10.7592 | 10.515 | 11.5501 | 11.3026 | 10.672 | 12.7812 | 10.3857 | 12.4964 | 12.5981 | 12.0695 | 14.2758 | 13.3651 | 12.4992 | 9.6504 | 9.7423 | 9.611 | 8.2985 | 8.5814 | 10.3813 | 10.4496 | 10.6637 | 11.8072 | 12.9761 | 10.6271 | 12.316 | 11.5257 | 10.6077 | 11.1601 | 11.7975 | 12.3354 | 11.9028 | 11.8581 | 11.6473 | 11.7177 | 10.5169 | 14.1763 | 12.1498 | 11.6523 | 9.8145 | 11.9507 | 11.472 | 11.5607 | 11.0609 | 13.2495 | 12.2502 | 11.4348 | 11.4609 | 12.5814 | 12.5502 | 11.9454 | 13.3641 | 12.2716 | 12.3939 | 12.7598 | 13.3187 | 11.6602 | 12.4615 | 12.9139 | 12.4393 | 12.816 | 11.1691 | 11.3879 | 11.764 | 11.8959 | 11.4392 | 12.142 | 11.5689 | 10.998 | 10.2086 | 11.5768 | 9.2657 | 10.6385 | 9.0626 | 12.8401 | 13.0619 | 13.043 | 12.9793 | 13.6883 | 12.606 | 11.5252 | 11.6302 | 11.8867 | 12.3926 | 11.6069 | 12.7398 | 11.2592 | 10.8623 | 11.2049 | 11.097 | 11.0418 | 10.6092 | 12.109 | 13.1745 | 12.945 | 12.86 | 13.2972 | 12.4072 | 11.2049 | 12.7326 | 12.9414 | 13.0743 | 13.6199 | 13.2724 | 12.811 | 12.2027 | 12.1072 | 12.3369 | 11.4635 | 12.2286 | 12.8 | 12.4206 | 12.0954 | 10.3621 | 11.3919 | 11.967 | 11.3428 | 10.1554 | 11.1521 | 8.7948 | 11.9975 | 11.2247 | 9.9409 | 11.4615 | 9.5152 | 11.1089 | 10.3516 | 10.5169 | 12.5471 | 11.1323 | 10.009 | 10.375 | 9.5187 | 11.1669 | 6.7973 | 9.2347 | 8.3507 | 10.9391 |  |  | 11.9256 | 11.4405 | 12.2398 | 11.9606 | 10.4836 | 11.3081 | 10.4396 | 8.7486 | 9.735 | 8.5147 | 9.8303 | 9.5454 | 9.8678 | 11.213 | 11.6379 | 10.6941 | 12.1117 | 11.2343 | 8.5422 | 10.0557 | 9.4074 | 9.5792 | 10.9811 | 9.2567 | 10.9492 | 9.9363 | 11.3591 | 11.6025 | 10.4292 | 11.8003 | 7.9506 | 9.2635 | 9.7232 | 8.6159 | 7.4347 | 9.1329 | 7.8837 | 9.2748 | 9.7192 | 8.2399 | 6.3583 | 9.2413 | 8.6412 | 8.4851 | 11.3162 | 9.8128 | 11.0373 | 9.8406 | 11.3196 | 8.7407 | 10.9082 | 10.4346 | 9.5508 | 8.1868 | 10.1379 | 5.7566 | 8.6403 | 10.531 | 8.779 | 10.118 | 10.8948 | 9.7425 | 10.623 | 12.3847 | 11.2108 | 11.8167 | 9.5861 | 11.6683 | 13.1713 | 11.3936 | 9.8198 | 10.9121 | 8.127 | 7.0527 | 3.9011 | 4.8975 | 8.1802 | 4.3883 | 8.3621 | 8.6414 | 6.1216 | 7.6261 | 9.3442 | 7.3455 | 13.6804 | 13.7958 | 13.3469 | 13.7441 | 12.0203 |  | 12.1275 | 12.6763 | 13.3529 | 13.2781 | 12.3919 | 12.6962 | 10.9061 | 12.1954 | 12.1825 | 11.3643 | 12.1004 | 11.9922 | 11.7631 | 12.0193 | 12.1093 | 13.6018 | 12.7972 | 11.328 | 13.2016 | 12.5208 | 12.2899 | 11.9637 | 11.7973 | 12.5322 | 13.2416 | 12.419 | 13.4366 | 12.2843 | 10.661 | 11.424 | 14.1186 | 13.8377 | 14.8593 | 16.0009 | 15.1257 | 14.0954 | 12.6549 | 11.7005 | 11.1078 | 10.49 | 11.9545 | 11.2358 | 13.0642 | 13.9796 | 12.5304 | 15.1351 | 15.1235 | 14.6907 | 12.0512 | 11.3499 | 13.6054 | 11.1578 | 11.0827 | 12.7663 | 12.7549 | 13.8984 | 12.9332 | 11.8045 | 12.0913 | 13.0496 | 12.1329 | 13.2913 | 12.8011 | 11.1109 | 13.4949 | 11.2069 | 12.4383 | 12.9289 | 12.1741 | 12.9458 | 12.7854 | 13.1299 | 12.3861 | 12.5482 | 11.6218 | 12.9336 | 13.1411 | 12.7195 | 11.0818 | 11.677 | 11.7677 | 11.8637 | 10.4817 | 10.8421 | 12.7107 | 13.3064 | 13.2093 | 13.3218 | 12.3302 | 12.0473 | 11.5439 | 12.8083 | 13.3802 | 12.1872 | 12.8286 | 12.6728 | 11.2908 | 12.9995 | 12.3831 | 11.6312 | 11.1358 | 11.0474
36% | 10.2999 | 9.3342 | 11.0971 | 9.7877 | 10.3473 | 9.6739 | 10.7781 | 12.4006 | 12.0651 | 11.4271 | 11.6763 | 11.9143 | 9.2454 | 9.5267 | 10.3821 | 9.613 |  |  | 11.3916 | 11.8759 | 10.5477 | 11.2672 | 10.7372 | 12.5351 | 10.0737 | 10.2726 | 9.1315 | 10.425 | 11.2364 | 11.7375 | 13.3278 | 14.1332 | 12.9117 | 13.2078 | 13.7243 | 12.8857 | 11.6818 | 11.2344 | 10.7251 | 11.5857 | 11.6185 | 11.3049 | 11.5721 | 10.0042 | 12.0789 | 10.3506 | 10.9837 | 9.9171 | 10.1723 | 11.2456 | 10.6283 | 10.18 | 12.4466 | 9.9147 | 12.9639 | 13.3502 | 8.8361 | 11.6461 | 10.6804 | 11.1217 | 9.9921 | 9.6097 | 10.5825 | 9.7044 | 11.4413 |  | 10.7568 | 11.7076 | 11.1362 | 13.4367 | 11.6551 | 11.0058 | 9.8731 | 8.975 | 11.6634 | 9.6875 | 11.412 | 11.5376 | 11.9568 | 11.5157 | 11.5721 | 11.8635 | 12.0737 |  | 10.7797 | 10.2005 | 10.704 | 12.5163 | 10.9203 | 10.9096 | 12.052 | 10.917 | 10.3557 | 11.8748 | 12.5284 | 12.051 | 9.886 | 11.8616 | 10.8182 | 11.9423 | 12.2362 | 10.8939 | 8.8511 | 11.0453 | 10.4403 | 10.0245 | 11.4854 | 11.6971 | 12.6874 | 13.8158 | 13.3865 | 10.8936 | 11.0416 | 12.8812 | 11.2092 | 14.9217 | 11.5113 | 11.3197 | 12.3335 | 11.5155 | 9.6874 | 9.5771 | 9.7698 | 10.5794 | 12.6189 | 11.6926 | 12.2838 | 13.091 | 12.6466 | 13.1845 | 12.4549 | 13.755 | 11.9201 | 12.2739 | 12.6345 | 11.8686 | 12.58 | 11.1899 | 12.7416 | 14.2927 | 13.79 | 13.5019 | 14.3882 | 12.0071 | 10.393 | 13.1578 | 11.184 | 12.6071 | 12.1801 | 12.9536 | 12.8753 | 10.9219 | 10.7647 | 14.5358 | 11.535 | 11.7073 | 13.0244 | 11.249 | 11.0918 | 11.8322 | 12.497 | 11.2 | 14.5546 | 14.0614 | 14.0361 | 14.4719 | 13.8662 | 14.2226 | 11.3988 | 11.9221 | 12.1693 | 10.9862 | 12.749 | 12.0123 | 11.7747 | 12.4757 | 10.7959 | 12.3855 | 13.1474 | 11.3626 | 11.6271 | 10.6901 | 11.4911 | 12.9573 | 12.1844 | 10.8871 | 8.8936 | 10.6312 | 9.7099 | 10.6219 | 8.6043 | 10.7674 | 10.5515 | 8.8844 | 8.1107 | 11.8436 | 8.3454 | 10.88 | 11.0517 | 11.0531 | 10.1877 | 10.1078 | 11.1565 | 11.9167 | 10.275 | 10.0165 | 9.8968 | 10.866 | 11.3082 | 11.0818 | 11.0771 | 12.0446 | 11.8963 | 11.1979 | 13.4189 | 11.1666 | 13.037 | 13.3041 | 12.5288 | 14.8076 | 13.8419 | 12.9293 | 10.104 | 10.2219 | 10.1693 | 8.6536 | 9.0224 | 10.9298 | 10.9267 | 11.0045 | 12.3616 | 13.3441 | 11.0915 | 12.7187 | 11.9852 | 11.1243 | 11.481 | 12.2573 | 12.9013 | 12.3356 | 12.269 | 12.0889 | 12.2381 | 10.9188 | 14.3885 | 12.6833 | 12.1066 | 10.2986 | 12.2003 | 11.9091 | 11.8408 | 11.4688 | 13.7828 | 12.5386 | 11.8154 | 11.9001 | 13.0561 | 12.9709 | 12.1845 | 13.7149 | 12.6981 | 12.8086 | 13.2078 | 13.87 | 12.2168 | 12.8807 | 13.3564 | 12.8921 | 13.2975 | 11.5073 | 11.5777 | 11.9331 | 12.2193 | 11.7811 | 12.4084 | 11.8346 | 11.203 | 10.5165 | 11.8671 | 9.538 | 10.8187 | 9.2128 | 13.1183 | 13.2228 | 13.3281 | 13.1795 | 14.032 | 12.9268 | 11.764 | 11.9806 | 12.2079 | 12.647 | 11.9559 | 12.98 | 11.5358 | 11.1558 | 11.5429 | 11.5732 | 11.2506 | 10.9034 | 12.5751 | 13.5265 | 13.2254 | 13.1562 | 13.6011 | 12.7107 | 11.5535 | 13.0053 | 13.2687 | 13.407 | 13.9944 | 13.5837 | 13.0137 | 12.5276 | 12.4069 | 12.5755 | 11.7527 | 12.6299 | 13.1553 | 12.711 | 12.3848 | 10.6809 | 11.642 | 12.3431 | 11.6557 | 10.1926 | 11.3969 | 8.7573 | 12.1599 | 10.8124 | 10.2887 | 11.4414 | 9.6716 | 11.3598 | 10.3865 | 10.5478 | 12.5944 | 11.1834 | 9.9899 | 10.4608 | 9.4125 | 11.2011 | 6.5753 | 9.1467 | 8.2419 | 10.745 |  |  | 12.0216 | 11.6314 | 12.1717 | 12.0074 | 10.4657 | 11.3276 | 10.4859 | 8.5975 | 9.9466 | 8.6058 | 9.9299 | 9.4877 | 9.8156 | 11.223 | 11.6865 | 10.6427 | 12.2275 | 11.3076 | 8.5746 | 10.2162 | 9.3291 | 9.4877 | 11.0777 | 9.2961 | 10.9064 | 9.6825 | 11.3425 | 11.5778 | 10.2654 | 11.7844 | 8.0366 | 9.4939 | 9.9231 | 8.7341 | 7.5908 | 9.2533 | 8.0163 | 9.4042 | 9.9299 | 8.1431 | 6.3405 | 9.2747 | 8.755 | 8.5508 | 11.5094 | 10.0878 | 11.1925 | 10.0441 | 11.6628 | 8.8599 | 11.2903 | 10.8469 | 9.7717 | 8.1167 | 10.2767 | 6.0077 | 8.8999 | 10.7254 | 9.0188 | 10.261 | 11.1132 | 9.757 | 10.7818 | 12.5317 | 11.6584 | 12.0302 | 9.5105 | 12.0311 | 13.2859 | 11.5535 | 10.2218 | 11.2133 | 8.1506 | 7.3716 | 4.1215 | 4.9687 | 8.4488 | 4.6065 | 8.4185 | 8.8904 | 6.0915 | 7.5311 | 9.3531 | 7.3805 | 13.7498 | 14.1557 | 13.5544 | 14.1903 | 12.1868 |  | 12.2329 | 12.8024 | 13.1581 | 13.2985 | 12.5629 | 12.8709 | 11.1107 | 12.4571 | 12.5637 | 11.3806 | 12.5295 | 12.2293 | 11.8835 | 12.2709 | 12.2168 | 13.7303 | 12.9882 | 11.5643 | 13.5669 | 12.4382 | 12.4292 | 12.1218 | 11.8492 | 12.7378 | 13.4284 | 12.4214 | 13.5108 | 12.352 | 10.6878 | 11.6719 | 14.4096 | 14.0318 | 15.3102 | 16.3211 | 15.3358 | 14.4079 | 12.8475 | 11.6716 | 11.3417 | 10.5899 | 11.8837 | 11.2897 | 13.0184 | 14.3846 | 12.7728 | 15.1416 | 14.9769 | 14.9417 | 12.4368 | 11.6315 | 13.851 | 11.6003 | 11.5892 | 13.3372 | 12.8587 | 14.188 | 13.1148 | 12.1159 | 12.3676 | 13.2863 | 12.4558 | 13.6113 | 12.9535 | 11.6352 | 13.9587 | 11.5989 | 12.7211 | 13.1917 | 12.5636 | 13.3457 | 13.0563 | 13.3403 | 12.8453 | 12.8804 | 12.0177 | 13.238 | 13.4849 | 13.1013 | 11.3476 | 11.999 | 12.0827 | 12.08 | 10.7838 | 11.1114 | 12.7876 | 13.3014 | 13.4939 | 13.5324 | 12.6408 | 12.4202 | 11.8109 | 13.3953 | 13.7907 | 12.4973 | 13.0722 | 12.8502 | 11.6662 | 13.3599 | 12.7373 | 11.852 | 11.4623 | 11.3082
37% | 10.8561 | 9.9693 | 11.7252 | 10.4884 | 10.901 | 10.3001 | 11.3587 | 12.9986 | 12.7304 | 11.9553 | 12.3529 | 12.4555 | 9.8814 | 10.2386 | 10.9609 | 10.3233 |  |  | 12.0597 | 12.4798 | 11.1132 | 11.885 | 11.3489 | 13.3695 | 10.6331 | 10.857 | 9.8045 | 11.0997 | 11.8266 | 12.2675 | 13.9883 | 14.5127 | 13.3574 | 13.7941 | 14.267 | 13.4315 | 12.2229 | 11.8047 | 11.4246 | 12.2347 | 12.2358 | 11.8976 | 12.2987 | 10.5652 | 12.7129 | 11.0591 | 11.563 | 10.5367 | 10.7871 | 11.8311 | 11.2186 | 10.7627 | 13.064 | 10.4932 | 13.3247 | 13.4671 | 9.0507 | 11.8076 | 10.8674 | 11.2954 | 10.1089 | 9.8689 | 10.8117 | 9.8635 | 11.7063 |  | 10.8645 | 11.8709 | 11.3217 | 13.5819 | 11.7663 | 11.095 | 10.1116 | 9.2994 | 11.7643 | 9.7698 | 11.6613 | 11.8085 | 12.2036 | 11.679 | 11.8069 | 11.9104 | 12.3194 |  | 10.7916 | 10.4062 | 10.9201 | 12.7109 | 11.1955 | 11.132 | 12.2757 | 10.931 | 10.5448 | 11.9516 | 12.759 | 12.4174 | 10.0026 | 12.0737 | 10.809 | 12.1258 | 12.3558 | 10.8503 | 9.0569 | 11.2953 | 10.5469 | 10.1552 | 11.7715 | 11.8142 | 12.751 | 13.9924 | 13.4476 | 10.9729 | 11.1241 | 13.1684 | 11.5795 | 15.2713 | 11.9192 | 11.5464 | 12.6671 | 11.7198 | 9.9815 | 9.9358 | 9.9371 | 10.8579 | 13.0109 | 12.0679 | 12.5358 | 13.4114 | 13.0561 | 13.806 | 12.7581 | 14.2219 | 12.2716 | 12.5073 | 12.7049 | 12.1621 | 12.9126 | 11.594 | 13.2133 | 14.5921 | 14.5091 | 13.6252 | 14.8922 | 12.2212 | 10.4425 | 13.3582 | 11.1874 | 12.7785 | 12.2682 | 12.9384 | 13.1729 | 11.1161 | 11.0544 | 14.6969 | 11.6708 | 12.0683 | 13.2256 | 11.5922 | 11.3776 | 11.967 | 12.7188 | 11.3851 | 15.0707 | 14.495 | 14.5281 | 15.2176 | 14.4901 | 14.8054 | 12.0029 | 12.5375 | 12.7219 | 11.6316 | 13.4459 | 12.573 | 12.4954 | 13.0873 | 11.5399 | 13.1865 | 14.0224 | 12.0554 | 12.3667 | 11.2994 | 12.1732 | 13.4753 | 12.9822 | 11.5087 | 9.5852 | 11.2704 | 10.3109 | 11.3154 | 9.2675 | 11.4933 | 11.2721 | 9.5017 | 8.6894 | 12.5053 | 8.9634 | 11.6368 | 11.7351 | 11.6996 | 10.5829 | 10.7734 | 11.863 | 12.4331 | 10.9645 | 10.3489 | 10.4408 | 11.385 | 11.8117 | 11.4872 | 11.6152 | 12.6183 | 12.5334 | 11.6345 | 14.0971 | 11.8645 | 13.6685 | 13.9136 | 13.0144 | 15.304 | 14.4499 | 13.4714 | 10.6061 | 10.6901 | 10.6391 | 9.0882 | 9.5001 | 11.4475 | 11.451 | 11.5067 | 12.8537 | 13.693 | 11.6823 | 13.2031 | 12.5414 | 11.507 | 11.8062 | 12.7166 | 13.4423 | 12.8161 | 12.6869 | 12.5985 | 12.7574 | 11.2492 | 14.605 | 13.1611 | 12.4891 | 10.6684 | 12.5178 | 12.2886 | 12.1691 | 11.7712 | 14.261 | 13.0131 | 12.2196 | 12.3356 | 13.576 | 13.5164 | 12.4936 | 13.9872 | 13.2531 | 13.3037 | 13.5938 | 14.4084 | 12.8222 | 13.2981 | 13.8494 | 13.3413 | 13.8412 | 11.9071 | 11.6388 | 12.0699 | 12.5063 | 12.1602 | 12.6322 | 12.132 | 11.4454 | 10.7969 | 12.1489 | 9.8159 | 11.0435 | 9.4279 | 13.3993 | 13.3926 | 13.5704 | 13.4707 | 14.3946 | 13.2725 | 11.9599 | 12.3134 | 12.3791 | 12.9547 | 12.254 | 13.2615 | 11.846 | 11.4408 | 11.8075 | 11.9634 | 11.4704 | 11.1797 | 13.0322 | 13.8892 | 13.4639 | 13.4651 | 13.8401 | 13.018 | 11.9071 | 13.2734 | 13.668 | 13.733 | 14.3544 | 13.9037 | 13.2536 | 12.8257 | 12.5178 | 12.8654 | 12.084 | 13.0636 | 13.4106 | 12.9455 | 12.6315 | 10.9073 | 11.8695 | 12.7649 | 11.8178 | 10.2252 | 11.5451 | 8.7194 | 12.2736 | 10.7056 | 10.5888 | 11.3997 | 9.8208 | 11.5223 | 10.4537 | 10.7231 | 12.5538 | 11.2062 | 9.9491 | 10.5294 | 9.1613 | 11.1955 | 6.3292 | 9.0184 | 8.1164 | 10.5984 |  |  | 12.1368 | 11.7769 | 12.0911 | 12.0769 | 10.458 | 11.3464 | 10.5092 | 8.4433 | 10.1913 | 8.6987 | 10.0287 | 9.4317 | 9.7438 | 11.2135 | 11.7036 | 10.5628 | 12.3426 | 11.3452 | 8.4932 | 10.2339 | 9.2281 | 9.3198 | 11.0848 | 9.3006 | 10.8529 | 9.4538 | 11.3201 | 11.5453 | 10.1024 | 11.7562 | 8.1624 | 9.6163 | 10.1471 | 8.7099 | 7.7361 | 9.3517 | 8.0509 | 9.5982 | 10.1227 | 8.1199 | 6.3485 | 9.4828 | 8.8386 | 8.5729 | 11.6434 | 10.3045 | 11.3192 | 10.2453 | 12.0301 | 8.8806 | 11.739 | 11.1933 | 9.9185 | 8.0805 | 10.4532 | 6.229 | 9.1549 | 10.9407 | 9.2824 | 10.4495 | 11.3611 | 9.745 | 10.9106 | 12.7178 | 12.1532 | 12.2306 | 9.5717 | 12.2522 | 13.4162 | 11.6862 | 10.6253 | 11.5165 | 8.1258 | 7.69 | 4.3166 | 5.11 | 8.569 | 4.7706 | 8.5412 | 9.1495 | 6.064 | 7.4677 | 9.4158 | 7.3936 | 13.7627 | 14.42 | 13.6586 | 14.6086 | 12.4244 |  | 12.2929 | 12.8833 | 12.8815 | 13.2827 | 12.6218 | 13.047 | 11.2287 | 12.7121 | 12.8672 | 11.5471 | 12.865 | 12.4449 | 11.9385 | 12.475 | 12.3327 | 13.8219 | 13.4032 | 11.7589 | 13.8377 | 12.3219 | 12.5197 | 12.2078 | 11.7952 | 12.8839 | 13.5771 | 12.3473 | 13.5168 | 12.3065 | 10.6867 | 11.8834 | 14.6723 | 14.1341 | 15.6297 | 16.4762 | 15.4527 | 14.7119 | 12.8932 | 11.5674 | 11.5159 | 10.6297 | 11.7197 | 11.3138 | 12.9126 | 14.7146 | 12.9673 | 15.0368 | 14.7415 | 15.0153 | 12.7358 | 11.8944 | 14.3477 | 11.9794 | 12.0181 | 13.7765 | 12.976 | 14.4619 | 13.3353 | 12.4814 | 12.6943 | 13.4977 | 12.7349 | 14.0933 | 13.0942 | 12.1649 | 14.3478 | 11.9727 | 12.8894 | 13.3033 | 12.9207 | 13.6409 | 13.3615 | 13.6569 | 13.0399 | 13.1877 | 12.3957 | 13.4992 | 13.6882 | 13.3873 | 11.5239 | 12.3092 | 12.3817 | 12.2241 | 11.0358 | 11.412 | 12.8686 | 13.315 | 13.8066 | 13.8158 | 12.9453 | 12.7889 | 12.0583 | 13.8127 | 14.1267 | 12.7839 | 13.2501 | 13.0086 | 11.9983 | 13.7333 | 13.0411 | 12.0493 | 11.752 | 11.6782
38% | 11.5179 | 10.706 | 12.3112 | 11.1195 | 11.4842 | 10.9417 | 11.9716 | 13.6694 | 13.4398 | 12.5634 | 12.9633 | 12.9175 | 10.5511 | 10.9279 | 11.5745 | 10.8978 |  |  | 12.6663 | 13.1876 | 11.6667 | 12.7245 | 12.0789 | 13.9196 | 11.1811 | 11.4482 | 10.2458 | 11.7696 | 12.3965 | 12.8288 | 14.1579 | 15.0655 | 13.9354 | 14.3801 | 14.7786 | 13.9699 | 12.7636 | 12.5168 | 12.0884 | 12.8861 | 12.829 | 12.4849 | 13.0085 | 11.1036 | 13.3472 | 11.6934 | 12.289 | 11.1449 | 11.3848 | 12.4134 | 11.8187 | 11.3323 | 13.6263 | 11.1273 | 13.6047 | 13.5352 | 9.2385 | 11.998 | 11.0423 | 11.4906 | 10.2177 | 10.184 | 11.0316 | 10.061 | 12.0231 |  | 10.9759 | 12.0375 | 11.451 | 13.7301 | 11.8958 | 11.1903 | 10.2578 | 9.5306 | 11.8674 | 9.4512 | 11.8982 | 12.0489 | 12.4162 | 11.8894 | 12.0469 | 12.0395 | 12.4586 |  | 10.8534 | 10.6134 | 11.1383 | 12.9478 | 11.4773 | 11.4104 | 12.489 | 10.9653 | 10.7951 | 12.0319 | 13.0312 | 12.6754 | 10.1377 | 12.2539 | 10.769 | 12.2486 | 12.4983 | 10.884 | 9.2548 | 11.5034 | 10.6405 | 10.2497 | 12.0167 | 11.9154 | 12.7563 | 14.1386 | 13.5033 | 11.0165 | 11.1746 | 13.4821 | 11.755 | 15.657 | 12.1841 | 11.745 | 12.9731 | 11.9131 | 10.3036 | 10.2316 | 10.091 | 11.1557 | 13.3921 | 12.2792 | 12.7955 | 13.6757 | 13.4101 | 14.3762 | 13.0229 | 14.5809 | 12.6483 | 12.6404 | 12.7856 | 12.3878 | 13.1416 | 11.996 | 13.696 | 14.7982 | 15.1347 | 13.8316 | 15.3547 | 12.2911 | 10.4789 | 13.516 | 11.1629 | 12.9338 | 12.3518 | 12.7547 | 13.4508 | 11.2853 | 11.1599 | 14.9236 | 11.77 | 12.3646 | 13.4178 | 11.7916 | 11.6515 | 12.0968 | 12.8354 | 11.6281 | 15.613 | 15.004 | 14.8679 | 15.929 | 14.9796 | 15.3466 | 12.5445 | 13.1604 | 13.3213 | 12.2437 | 14.0832 | 13.0836 | 13.173 | 13.7127 | 12.3911 | 13.8656 | 14.6798 | 12.9584 | 13.0011 | 12.1892 | 12.896 | 14.0138 | 13.5453 | 12.056 | 10.2409 | 11.9169 | 10.9541 | 12.0025 | 9.9609 | 12.1507 | 11.997 | 10.1415 | 9.5035 | 13.1193 | 9.7058 | 12.2201 | 12.4323 | 12.2915 | 10.9973 | 11.6261 | 12.4127 | 12.83 | 11.5745 | 10.7613 | 10.9965 | 11.8597 | 12.286 | 11.8657 | 12.2213 | 13.2088 | 13.126 | 12.0985 | 14.7526 | 12.5699 | 14.1414 | 14.4525 | 13.464 | 15.841 | 14.9305 | 13.963 | 11.0001 | 11.2308 | 11.1163 | 9.511 | 9.9448 | 11.9508 | 11.9074 | 11.9891 | 13.2715 | 14.1087 | 12.1622 | 13.7816 | 13.0209 | 11.9156 | 12.1795 | 13.1695 | 13.9442 | 13.3587 | 13.0459 | 13.1027 | 13.2592 | 11.6866 | 14.7854 | 13.6032 | 12.954 | 11.1158 | 12.9317 | 12.6309 | 12.5345 | 12.1608 | 14.8102 | 13.4827 | 12.6379 | 12.8584 | 14.0348 | 14.0471 | 12.7911 | 14.3487 | 13.7335 | 13.7765 | 13.8809 | 14.9419 | 13.4159 | 13.7508 | 14.2739 | 13.8153 | 14.3088 | 12.2868 | 11.7369 | 12.2373 | 12.7608 | 12.4184 | 12.8384 | 12.3843 | 11.5809 | 10.9149 | 12.359 | 10.1158 | 11.1665 | 9.6219 | 13.6532 | 13.5446 | 13.7508 | 13.6812 | 14.7152 | 13.5943 | 12.217 | 12.7114 | 12.5174 | 13.2228 | 12.6075 | 13.5175 | 12.1697 | 11.7159 | 12.1323 | 12.3538 | 11.6768 | 11.5251 | 13.4541 | 14.2591 | 13.7555 | 13.787 | 14.1169 | 13.3044 | 12.2 | 13.5161 | 14.017 | 14.0786 | 14.7138 | 14.0436 | 13.4023 | 13.1388 | 12.9313 | 13.0213 | 12.3699 | 13.4593 | 13.7746 | 13.2267 | 12.895 | 11.2423 | 12.0698 | 13.1429 | 11.9553 | 10.1793 | 11.7004 | 8.7038 | 12.3952 | 10.5034 | 10.9139 | 11.3117 | 9.8983 | 11.6581 | 10.5759 | 10.7359 | 12.427 | 11.1814 | 9.8545 | 10.5788 | 8.9801 | 11.1136 | 6.0551 | 8.8557 | 7.9809 | 10.4278 |  |  | 12.2584 | 11.9125 | 12.0112 | 12.1229 | 10.4518 | 11.4991 | 10.5258 | 8.3061 | 10.346 | 8.8375 | 10.1095 | 9.3776 | 9.6588 | 11.0951 | 11.7029 | 10.4297 | 12.3881 | 11.3748 | 8.4368 | 10.2446 | 9.0996 | 9.1778 | 11.0157 | 9.3094 | 10.705 | 9.1761 | 11.2878 | 11.506 | 9.9324 | 11.7095 | 8.2183 | 9.7274 | 10.3174 | 8.7701 | 7.8156 | 9.4884 | 8.1689 | 9.7284 | 10.3246 | 8.0168 | 6.3308 | 9.4975 | 8.9062 | 8.5787 | 11.7074 | 10.5064 | 11.3876 | 10.4323 | 12.3658 | 8.9694 | 12.002 | 11.4984 | 10.0563 | 8.0827 | 10.6466 | 6.4353 | 9.3365 | 11.1654 | 9.5962 | 10.6529 | 11.6259 | 9.7479 | 11.0087 | 12.8855 | 12.6177 | 12.4264 | 9.5676 | 12.5825 | 13.4688 | 11.8132 | 11.0371 | 11.8681 | 8.137 | 7.9685 | 4.4731 | 5.2092 | 8.6232 | 4.9288 | 8.4585 | 9.3293 | 5.9842 | 7.3702 | 9.3312 | 7.41 | 13.643 | 14.665 | 13.7063 | 15.0048 | 12.5676 |  | 12.2665 | 12.9116 | 12.5183 | 13.1908 | 12.6389 | 13.152 | 11.3158 | 12.8636 | 13.099 | 11.5695 | 13.138 | 12.6223 | 11.9121 | 12.7112 | 12.3507 | 13.7912 | 13.6419 | 11.9734 | 13.9961 | 12.1379 | 12.5738 | 12.2232 | 11.6495 | 12.9379 | 13.7119 | 12.2187 | 13.5175 | 12.2391 | 10.6559 | 12.0657 | 14.8822 | 14.2356 | 15.9515 | 16.6522 | 15.4637 | 14.8176 | 12.8802 | 11.3711 | 11.5764 | 10.5935 | 11.4522 | 11.2792 | 12.7165 | 15.0088 | 13.0971 | 14.8119 | 14.3884 | 15.1067 | 12.9989 | 12.034 | 14.6083 | 12.2403 | 12.4898 | 14.1593 | 13.1566 | 14.5858 | 13.4989 | 12.711 | 12.9582 | 13.663 | 12.917 | 14.4611 | 13.2082 | 12.5865 | 14.8256 | 12.2513 | 13.0219 | 13.4204 | 13.2315 | 13.934 | 13.6299 | 14.024 | 13.2275 | 13.3195 | 12.7447 | 13.7063 | 13.9665 | 13.6292 | 11.7755 | 12.5038 | 12.5598 | 12.5817 | 11.2982 | 11.631 | 12.8913 | 13.1655 | 14.1279 | 14.0061 | 13.2381 | 13.092 | 12.2833 | 14.1147 | 14.3902 | 13.0118 | 13.4118 | 13.1047 | 12.3367 | 14.0376 | 13.2923 | 12.2281 | 11.9889 | 11.9242
39% | 12.2503 | 11.2779 | 12.885 | 11.7233 | 12.0347 | 11.6049 | 12.6072 | 14.2637 | 14.1218 | 13.1437 | 13.6321 | 13.3269 | 11.1908 | 11.5354 | 12.2059 | 11.4983 |  |  | 13.2036 | 14.033 | 12.3566 | 13.2949 | 12.728 | 14.5122 | 11.7705 | 12.0397 | 10.857 | 12.3867 | 12.9548 | 13.376 | 14.7487 | 15.595 | 14.4734 | 14.9478 | 15.2848 | 14.53 | 13.2899 | 13.1587 | 12.7605 | 13.5379 | 13.4286 | 13.0296 | 13.6932 | 11.6901 | 13.9276 | 12.3631 | 12.8717 | 11.7874 | 11.9618 | 12.9712 | 12.3696 | 11.8749 | 14.1329 | 11.7551 | 14.006 | 13.5802 | 9.4157 | 12.1731 | 11.199 | 11.6903 | 10.3491 | 10.4979 | 11.2569 | 10.2567 | 12.2917 |  | 11.0567 | 12.1916 | 11.5391 | 13.8308 | 12.0257 | 11.293 | 10.4762 | 9.6651 | 11.9276 | 9.4918 | 12.1176 | 12.249 | 12.6472 | 12.115 | 12.2791 | 12.109 | 12.5971 |  | 11.0004 | 10.8646 | 11.3311 | 13.2324 | 11.803 | 11.6952 | 12.6524 | 11.0192 | 10.9146 | 12.0683 | 13.2352 | 12.9873 | 10.1845 | 12.3856 | 10.708 | 12.3481 | 12.6278 | 10.8944 | 9.4127 | 11.7086 | 10.7132 | 10.3165 | 12.1847 | 12.0032 | 12.703 | 14.1549 | 13.5032 | 11.0184 | 11.1532 | 13.7365 | 11.9306 | 15.9727 | 12.4191 | 11.8756 | 13.2242 | 11.9781 | 10.4738 | 10.4654 | 10.2083 | 11.4282 | 13.7008 | 12.3129 | 12.7907 | 13.959 | 13.7386 | 14.8844 | 13.2423 | 14.9452 | 12.8721 | 12.7318 | 12.8308 | 12.5331 | 13.3882 | 12.3427 | 14.1602 | 14.9642 | 15.695 | 14.0243 | 15.703 | 12.3852 | 10.3482 | 13.5948 | 11.0361 | 13.0486 | 12.3279 | 12.6393 | 13.6245 | 11.4444 | 11.3114 | 15.0563 | 11.8711 | 12.5523 | 13.515 | 11.9776 | 11.8198 | 12.1719 | 12.865 | 11.9649 | 16.2534 | 15.4807 | 15.5857 | 16.6052 | 15.4387 | 15.9047 | 13.0436 | 13.7334 | 13.9312 | 12.8376 | 14.6049 | 13.583 | 13.8323 | 14.3155 | 13.1274 | 14.5782 | 15.4611 | 13.5525 | 13.8637 | 12.7053 | 13.9228 | 14.5442 | 14.1356 | 12.6304 | 10.8734 | 12.5498 | 11.6166 | 12.6652 | 10.67 | 12.8249 | 12.6638 | 10.7691 | 10.5121 | 13.6819 | 10.2372 | 12.7937 | 13.263 | 12.9604 | 11.4565 | 12.2897 | 13.0766 | 13.2594 | 12.1883 | 11.1242 | 11.582 | 12.3167 | 12.7452 | 12.2769 | 12.8095 | 13.7512 | 13.8133 | 12.5357 | 15.4105 | 13.3101 | 14.6573 | 14.9107 | 13.9148 | 16.3708 | 15.3587 | 14.4597 | 11.5784 | 11.8788 | 11.6584 | 9.9864 | 10.4949 | 12.4985 | 12.3408 | 12.3293 | 13.6569 | 14.4056 | 12.6302 | 14.1919 | 13.4435 | 12.3528 | 12.4961 | 13.7219 | 14.4766 | 13.8419 | 13.4787 | 13.5344 | 13.7845 | 12.1282 | 14.9946 | 14.1076 | 13.4592 | 11.6478 | 13.2948 | 12.9766 | 12.9702 | 12.5713 | 15.2044 | 13.8481 | 13.1049 | 13.2686 | 14.423 | 14.5382 | 13.1099 | 14.6332 | 14.3319 | 14.2559 | 14.2738 | 15.5048 | 13.9889 | 14.1651 | 14.7602 | 14.3723 | 14.8395 | 12.5748 | 11.8135 | 12.4213 | 12.9982 | 12.6621 | 13.0394 | 12.5771 | 11.8143 | 11.3737 | 12.5441 | 10.4022 | 11.3179 | 9.8236 | 13.9434 | 13.6013 | 14.0038 | 13.9068 | 14.9976 | 13.9214 | 12.4868 | 13.0685 | 12.885 | 13.5087 | 12.8896 | 13.7242 | 12.4738 | 11.9799 | 12.4039 | 12.7271 | 11.9101 | 11.8527 | 13.8778 | 14.6005 | 14.0097 | 14.1596 | 14.4507 | 13.6241 | 12.4996 | 13.8047 | 14.2731 | 14.4529 | 15.0404 | 14.3097 | 13.6527 | 13.422 | 13.1995 | 13.274 | 12.6885 | 13.8359 | 14.0662 | 13.3812 | 13.129 | 11.4383 | 12.3367 | 13.526 | 12.069 | 10.1211 | 11.8504 | 8.7192 | 12.5183 | 10.2226 | 11.1327 | 11.2319 | 9.9507 | 11.7697 | 10.5639 | 10.6895 | 12.1455 | 11.0928 | 9.6838 | 10.5725 | 8.803 | 11.0162 | 5.7472 | 8.6629 | 7.8283 | 10.2333 |  |  | 12.3749 | 12.0696 | 11.9332 | 12.1526 | 10.4484 | 11.4943 | 10.5446 | 8.155 | 10.4653 | 8.9 | 10.2084 | 9.2963 | 9.5787 | 10.9682 | 11.654 | 10.2078 | 12.3421 | 11.4163 | 8.3535 | 10.2218 | 8.9503 | 9.0399 | 10.8781 | 9.2781 | 10.5346 | 8.8565 | 11.2584 | 11.4702 | 9.7434 | 11.6351 | 8.1455 | 9.844 | 10.4837 | 8.7855 | 7.8394 | 9.5419 | 8.1643 | 9.8567 | 10.4975 | 7.9519 | 6.3277 | 9.6115 | 8.9562 | 8.5748 | 11.8089 | 10.636 | 11.4873 | 10.5212 | 12.6846 | 8.9613 | 12.1382 | 11.7394 | 10.2301 | 8.0835 | 10.8269 | 6.6323 | 9.4799 | 11.3303 | 9.923 | 10.8345 | 11.7463 | 9.7428 | 11.1043 | 13.0541 | 13.0171 | 12.619 | 9.5434 | 12.7895 | 13.5174 | 11.9223 | 11.415 | 12.1312 | 8.1228 | 8.1948 | 4.6246 | 5.2681 | 8.7621 | 5.0484 | 8.4807 | 9.4878 | 5.8769 | 7.1601 | 9.2984 | 7.3525 | 13.4146 | 14.8594 | 13.6424 | 15.3386 | 12.6369 |  | 12.1641 | 12.8606 | 12.0228 | 13.0212 | 12.6414 | 13.1706 | 11.328 | 12.9177 | 13.1921 | 11.6276 | 13.3373 | 12.6976 | 11.843 | 12.884 | 12.3026 | 13.6964 | 13.8431 | 12.1629 | 14.1059 | 11.8672 | 12.5211 | 12.1642 | 11.4146 | 12.8857 | 13.7683 | 12.0555 | 13.4301 | 12.0803 | 10.6025 | 12.0523 | 14.9444 | 14.2057 | 16.1652 | 16.655 | 15.4199 | 14.9331 | 12.718 | 11.0336 | 11.5605 | 10.4652 | 11.0657 | 11.1897 | 12.4526 | 15.2004 | 13.1848 | 14.6035 | 13.8992 | 14.9971 | 13.5337 | 12.2478 | 14.8364 | 12.5988 | 12.8988 | 14.5179 | 13.2359 | 14.8315 | 13.6418 | 12.9045 | 13.1914 | 13.7651 | 13.1064 | 14.8565 | 13.2839 | 13.0919 | 15.1733 | 12.534 | 13.2077 | 13.4929 | 13.375 | 14.0238 | 13.7905 | 14.2289 | 13.3298 | 13.6066 | 13.0731 | 13.8205 | 14.2067 | 14.0388 | 11.948 | 12.6588 | 12.84 | 12.7419 | 11.4714 | 11.7139 | 12.8781 | 12.9955 | 14.3031 | 14.1166 | 13.4419 | 13.3875 | 12.4756 | 14.3295 | 14.6125 | 13.1222 | 13.4777 | 13.1498 | 12.5778 | 14.2817 | 13.4794 | 12.368 | 12.2117 | 12.1333
40% | 12.8744 | 11.918 | 13.3968 | 12.3481 | 12.5815 | 12.2643 | 13.2784 | 14.8929 | 14.8263 | 13.6986 | 14.2672 | 13.7027 | 11.6843 | 12.2017 | 12.7882 | 12.0912 |  |  | 13.9172 | 14.7045 | 12.9719 | 13.978 | 13.3874 | 15.1869 | 12.4111 | 12.4717 | 11.3157 | 12.9421 | 13.5722 | 13.9087 | 15.3117 | 16.1575 | 15.0106 | 15.3458 | 15.7768 | 15.0895 | 13.7864 | 13.7708 | 13.3928 | 14.1314 | 14.0588 | 13.6499 | 14.3578 | 12.2711 | 14.5187 | 13.0091 | 13.3797 | 12.4487 | 12.5164 | 13.5485 | 12.9345 | 12.4242 | 14.5633 | 12.3865 | 14.1975 | 13.498 | 9.5756 | 12.3093 | 11.3148 | 11.7983 | 10.4548 | 10.7978 | 11.4894 | 10.4327 | 12.5414 |  | 11.1015 | 12.3017 | 11.6342 | 13.8881 | 12.164 | 11.3764 | 10.6317 | 9.9624 | 12.0329 | 9.124 | 12.3168 | 12.4044 | 12.9271 | 12.2168 | 12.4956 | 12.1939 | 12.7816 |  | 10.9697 | 11.0431 | 11.5243 | 13.4199 | 12.1002 | 11.9779 | 12.8608 | 11.0744 | 11.1879 | 12.0793 | 13.5186 | 13.2073 | 10.2164 | 12.5067 | 10.6388 | 12.408 | 12.762 | 10.9016 | 9.5037 | 11.8719 | 10.7915 | 10.3698 | 12.3592 | 12.0214 | 12.4869 | 14.0396 | 13.3147 | 10.9446 | 11.0905 | 13.7293 | 12.1237 | 16.2433 | 12.6355 | 11.9514 | 13.3082 | 11.9651 | 10.5897 | 10.6202 | 10.1921 | 11.4795 | 13.9162 | 12.343 | 12.8285 | 14.1722 | 13.9723 | 15.2953 | 13.3628 | 15.1836 | 13.0019 | 12.8121 | 12.6919 | 12.5795 | 13.5528 | 12.6298 | 14.4368 | 15.1339 | 16.1729 | 14.146 | 15.9591 | 12.492 | 10.2027 | 13.5979 | 10.9671 | 13.0258 | 12.2752 | 12.5383 | 13.68 | 11.5348 | 11.4457 | 15.0999 | 11.8753 | 12.7644 | 13.5004 | 12.0297 | 11.9168 | 12.1161 | 12.765 | 12.1066 | 16.6998 | 15.9255 | 16.0567 | 17.2399 | 15.8865 | 16.4747 | 13.4907 | 14.2456 | 14.4677 | 13.4152 | 15.0647 | 14.0975 | 14.4656 | 14.8529 | 13.9448 | 15.329 | 16.0679 | 14.0505 | 14.4705 | 13.4482 | 14.5771 | 15.1512 | 14.6921 | 13.1481 | 11.5384 | 13.1474 | 12.2635 | 13.2994 | 11.374 | 13.5091 | 13.3035 | 11.4547 | 11.1044 | 14.1978 | 10.7171 | 13.3576 | 13.8924 | 13.6096 | 11.9663 | 13.012 | 13.6099 | 13.5549 | 12.8078 | 11.4543 | 12.1775 | 12.7633 | 13.1841 | 12.6507 | 13.3968 | 14.2872 | 14.4262 | 12.971 | 15.9812 | 14.0318 | 14.9429 | 15.3635 | 14.3081 | 16.7514 | 15.6082 | 14.9717 | 12.1071 | 12.4001 | 12.1233 | 10.6798 | 11.0393 | 13.0476 | 12.7726 | 12.7031 | 13.9689 | 14.7263 | 13.1667 | 14.5991 | 13.9566 | 12.7758 | 12.892 | 14.1195 | 14.9127 | 14.3359 | 13.8855 | 13.9648 | 14.2662 | 12.4915 | 15.1104 | 14.6149 | 13.964 | 12.0556 | 13.6799 | 13.2807 | 13.4137 | 12.9502 | 15.5929 | 14.3209 | 13.5321 | 13.7224 | 14.8913 | 15.0785 | 13.4452 | 14.9533 | 14.9148 | 14.686 | 14.668 | 16.0528 | 14.5614 | 14.5855 | 15.1702 | 14.8967 | 15.343 | 12.8853 | 11.8375 | 12.5469 | 13.2882 | 12.9577 | 13.1237 | 12.7734 | 12.0025 | 11.7028 | 12.8696 | 10.6688 | 11.4361 | 10.0022 | 14.243 | 13.6093 | 14.1422 | 14.1572 | 15.2852 | 14.2519 | 12.6855 | 13.3477 | 13.1675 | 13.7473 | 13.2044 | 13.934 | 12.7609 | 12.2073 | 12.6832 | 13.072 | 12.0789 | 12.1557 | 14.1607 | 14.9107 | 14.2219 | 14.4465 | 14.645 | 13.9177 | 12.7577 | 14.0595 | 14.5361 | 14.8046 | 15.3085 | 14.5536 | 13.804 | 13.6896 | 13.4043 | 13.4329 | 13.0057 | 14.1461 | 14.3104 | 13.6007 | 13.3202 | 11.6016 | 12.5783 | 13.8401 | 12.0162 | 10.0438 | 11.941 | 8.7003 | 12.5377 | 9.8809 | 11.3276 | 11.0529 | 9.9322 | 11.8218 | 10.5145 | 10.6417 | 11.6854 | 10.9159 | 9.4459 | 10.498 | 8.5685 | 10.8363 | 5.3924 | 8.4393 | 7.653 | 10.01 |  |  | 12.5051 | 12.2427 | 11.8485 | 12.2635 | 10.4749 | 11.5387 | 10.4662 | 7.9753 | 10.5245 | 9.0235 | 10.2919 | 9.1972 | 9.3341 | 10.8043 | 11.5447 | 9.9278 | 12.2574 | 11.4152 | 8.2278 | 10.1269 | 8.7813 | 8.8774 | 10.677 | 9.2265 | 10.2727 | 8.4626 | 11.2167 | 11.3688 | 9.5257 | 11.5589 | 8.1595 | 9.9136 | 10.6164 | 8.7019 | 7.8016 | 9.5879 | 8.1573 | 9.8796 | 10.6483 | 7.9266 | 6.2935 | 9.5527 | 8.9441 | 8.4706 | 11.779 | 10.6735 | 11.6005 | 10.577 | 12.8528 | 8.9727 | 12.3075 | 11.8752 | 10.2864 | 8.147 | 10.9686 | 6.8099 | 9.5289 | 11.4549 | 10.2272 | 10.9806 | 11.8863 | 9.6992 | 11.1829 | 13.2511 | 13.3664 | 12.785 | 9.4715 | 12.8859 | 13.529 | 12.0098 | 11.7117 | 12.3964 | 8.0499 | 8.3013 | 4.7898 | 5.3173 | 8.8662 | 5.091 | 8.4447 | 9.6146 | 5.6782 | 7.0704 | 9.2138 | 7.3566 | 13.0845 | 14.94 | 13.4922 | 15.5879 | 12.648 |  | 12.0161 | 12.7477 | 11.4673 | 12.7795 | 12.542 | 13.1327 | 11.2466 | 12.899 | 13.2397 | 11.5231 | 13.4381 | 12.6709 | 11.6572 | 13.0039 | 12.15 | 13.4637 | 13.8796 | 12.294 | 14.1204 | 11.5056 | 12.3494 | 12.0006 | 11.0526 | 12.7464 | 13.6797 | 11.7802 | 13.2152 | 11.8231 | 10.4963 | 12.0513 | 14.9046 | 14.068 | 16.2453 | 16.5442 | 15.2506 | 14.9214 | 12.4101 | 10.5561 | 11.4986 | 10.2392 | 10.5057 | 11.0262 | 12.0745 | 15.4059 | 13.2084 | 14.2753 | 13.2811 | 14.8051 | 13.8322 | 12.3768 | 15.0451 | 12.9896 | 13.2087 | 14.8344 | 13.274 | 14.901 | 13.7656 | 13.0619 | 13.2811 | 13.8233 | 13.2682 | 15.0604 | 13.4555 | 13.5098 | 15.5252 | 12.6502 | 13.2898 | 13.5589 | 13.64 | 14.2971 | 13.9339 | 14.3674 | 13.5353 | 13.7248 | 13.3894 | 14.0336 | 14.4656 | 14.1706 | 12.0652 | 12.7766 | 12.9698 | 12.8257 | 11.6554 | 11.9603 | 12.8012 | 12.7337 | 14.4567 | 14.1474 | 13.5011 | 13.5395 | 12.5525 | 14.3764 | 14.6992 | 13.2364 | 13.4479 | 13.1092 | 12.7448 | 14.4421 | 13.6246 | 12.4405 | 12.3455 | 12.3242
41% | 13.449 | 12.6606 | 13.8721 | 12.9466 | 13.1384 | 12.8725 | 13.9692 | 15.478 | 15.4267 | 14.2291 | 14.8477 | 14.0068 | 12.1499 | 12.7472 | 13.3681 | 12.6871 |  |  | 14.4581 | 15.2399 | 13.5951 | 14.6077 | 14.0923 | 15.756 | 12.9638 | 13.0055 | 11.3316 | 13.4605 | 14.1388 | 14.3888 | 15.7982 | 16.7281 | 15.3402 | 15.7792 | 16.1434 | 15.6717 | 14.229 | 14.3248 | 13.9966 | 14.7584 | 14.645 | 14.2041 | 14.9134 | 12.769 | 15.0108 | 13.5924 | 13.8368 | 13.0216 | 13.0518 | 14.094 | 13.4222 | 12.9076 | 14.9228 | 12.9378 | 14.3158 | 13.3066 | 9.6728 | 12.3895 | 11.3733 | 11.9202 | 10.503 | 11.0124 | 11.5869 | 10.5777 | 12.747 |  | 11.1277 | 12.4254 | 11.6803 | 13.9033 | 12.2328 | 11.4527 | 10.9206 | 10.2258 | 12.032 | 8.938 | 12.5221 | 12.4886 | 13.1269 | 12.3973 | 12.7092 | 12.3038 | 12.8103 |  | 10.8607 | 11.2161 | 11.728 | 13.5857 | 12.361 | 12.242 | 13.0634 | 11.1374 | 11.301 | 12.1268 | 13.7251 | 13.414 | 10.1445 | 12.5418 | 10.525 | 12.4545 | 12.8365 | 10.8897 | 9.5756 | 11.959 | 10.8455 | 10.3163 | 12.3996 | 11.9838 | 12.2132 | 13.8923 | 13.1814 | 10.7833 | 10.9611 | 13.782 | 12.1354 | 16.3211 | 12.6131 | 11.942 | 13.393 | 11.8652 | 10.3884 | 10.6568 | 10.0958 | 11.3932 | 13.9945 | 12.2666 | 12.7512 | 14.2694 | 14.0872 | 15.5919 | 13.396 | 15.3194 | 13.0014 | 12.7955 | 12.5013 | 12.5227 | 13.5338 | 12.8215 | 14.6596 | 15.2133 | 16.4406 | 14.2483 | 16.1597 | 12.5066 | 9.9151 | 13.5282 | 10.711 | 12.9162 | 12.05 | 12.3703 | 13.5889 | 11.5622 | 11.5267 | 14.9685 | 11.7382 | 12.8103 | 13.3335 | 11.9302 | 12.002 | 11.9156 | 12.53 | 12.1729 | 17.0944 | 16.2925 | 16.4776 | 17.8268 | 16.2747 | 16.972 | 13.9751 | 14.6813 | 14.9919 | 13.9561 | 15.2479 | 14.5772 | 15.0495 | 15.401 | 14.696 | 16.0055 | 16.5807 | 14.6405 | 15.1048 | 14.2062 | 15.2831 | 15.7452 | 15.2387 | 13.6322 | 12.2321 | 13.6975 | 12.88 | 13.8258 | 12.1056 | 14.06 | 13.9197 | 12.0711 | 11.5981 | 14.4842 | 11.3053 | 13.8624 | 14.642 | 14.1536 | 12.4365 | 13.7354 | 14.103 | 14.0349 | 13.4093 | 11.8062 | 12.731 | 13.1809 | 13.5685 | 12.976 | 13.9521 | 14.7729 | 14.9378 | 13.6615 | 16.4893 | 14.8744 | 15.1828 | 15.6602 | 14.6066 | 17.0354 | 15.7816 | 15.4959 | 12.6299 | 12.8834 | 12.4515 | 11.0985 | 11.5663 | 13.5514 | 13.1758 | 12.9926 | 14.283 | 14.9714 | 13.6749 | 14.974 | 14.3471 | 13.2442 | 13.2884 | 14.3643 | 15.3374 | 14.8801 | 14.2135 | 14.3147 | 14.6713 | 12.8781 | 15.2084 | 15.0314 | 14.3767 | 12.4902 | 13.9479 | 13.5658 | 13.7299 | 13.3661 | 15.9479 | 14.8507 | 13.828 | 14.2296 | 15.2221 | 15.5243 | 13.7216 | 15.1975 | 15.3857 | 15.0717 | 15.0267 | 16.5317 | 15.1027 | 14.9194 | 15.4901 | 15.4285 | 15.7523 | 13.267 | 11.8025 | 12.6706 | 13.4543 | 13.1403 | 13.2036 | 12.9661 | 12.1217 | 11.9486 | 13.0452 | 10.9089 | 11.4887 | 10.1765 | 14.4471 | 13.6045 | 14.3343 | 14.2894 | 15.5474 | 14.5806 | 12.9175 | 13.5678 | 13.3276 | 13.9277 | 13.3762 | 14.149 | 12.988 | 12.4264 | 12.9221 | 13.353 | 12.2537 | 12.4748 | 14.4992 | 15.2232 | 14.4489 | 14.8029 | 14.9717 | 14.1811 | 12.8691 | 14.2043 | 14.7539 | 15.1143 | 15.5306 | 14.6432 | 13.8912 | 13.9227 | 13.5161 | 13.6636 | 13.277 | 14.4519 | 14.5961 | 13.9174 | 13.4519 | 12.0079 | 12.8401 | 14.1032 | 11.9575 | 9.8961 | 12.0103 | 8.6645 | 12.5683 | 9.4475 | 11.4115 | 10.7951 | 9.7745 | 11.8154 | 10.4022 | 10.5878 | 11.0507 | 10.6667 | 9.1206 | 10.3624 | 8.2819 | 10.5896 | 4.9676 | 8.1446 | 7.46 | 9.7404 |  |  | 12.562 | 12.4363 | 11.7658 | 12.2553 | 10.5575 | 11.5346 | 10.2475 | 7.7035 | 10.5557 | 9.0979 | 10.3591 | 9.0808 | 9.0562 | 10.5752 | 11.3717 | 9.5642 | 12.0469 | 11.3349 | 8.0901 | 9.9421 | 8.5334 | 8.6794 | 10.4056 | 9.1446 | 9.9503 | 7.9708 | 11.1144 | 11.2874 | 9.2479 | 11.4425 | 7.9998 | 9.8839 | 10.6516 | 8.642 | 7.7042 | 9.5245 | 7.9986 | 9.8772 | 10.7135 | 7.865 | 6.249 | 9.484 | 8.7728 | 8.2939 | 11.6815 | 10.5711 | 11.5628 | 10.5513 | 12.8906 | 8.9231 | 12.3439 | 11.8645 | 10.4363 | 8.1552 | 11.032 | 6.9181 | 9.4759 | 11.5328 | 10.505 | 11.149 | 11.9411 | 9.6256 | 11.1132 | 13.312 | 13.6643 | 12.8808 | 9.2983 | 12.939 | 13.4077 | 12.0239 | 12.0897 | 12.5323 | 7.8861 | 8.3509 | 4.8819 | 5.2873 | 8.8717 | 5.0069 | 8.4005 | 9.744 | 5.3905 | 6.8704 | 9.1009 | 7.328 | 12.6034 | 14.9543 | 13.2422 | 15.7157 | 12.5607 |  | 11.6906 | 12.5464 | 10.746 | 12.4402 | 12.3093 | 13.0122 | 11.0502 | 12.764 | 13.171 | 11.3197 | 13.4143 | 12.5699 | 11.3673 | 13.0383 | 11.8554 | 13.139 | 13.9189 | 12.3637 | 13.9957 | 11.0146 | 12.0756 | 11.7769 | 10.5202 | 12.4935 | 13.5531 | 11.3738 | 12.8842 | 11.4857 | 10.2591 | 11.9985 | 14.7505 | 13.8629 | 16.1602 | 16.3239 | 14.9263 | 14.7909 | 11.978 | 9.9719 | 11.2917 | 9.8882 | 9.8495 | 10.7861 | 11.5954 | 15.357 | 13.1164 | 13.8682 | 12.523 | 14.4906 | 14.1009 | 12.4333 | 15.1348 | 13.1659 | 13.4111 | 15.0897 | 13.2746 | 15.0093 | 13.8228 | 13.1356 | 13.4825 | 13.829 | 13.192 | 15.2102 | 13.5037 | 13.8276 | 15.77 | 12.8864 | 13.4399 | 13.5871 | 13.779 | 14.322 | 14.0374 | 14.447 | 13.6464 | 13.858 | 13.6926 | 14.1229 | 14.5258 | 14.4859 | 12.1476 | 12.8707 | 13.0875 | 12.8369 | 11.7822 | 12.0366 | 12.7332 | 12.4207 | 14.4646 | 14.0563 | 13.5355 | 13.7092 | 12.5325 | 14.5952 | 14.69 | 13.2161 | 13.3276 | 12.9887 | 12.7916 | 14.5056 | 13.6839 | 12.5424 | 12.3718 | 12.3864
42% | 13.9943 | 13.0835 | 14.227 | 13.5276 | 13.6281 | 13.4425 | 14.5809 | 15.9536 | 16.0448 | 14.6741 | 15.3416 | 14.2469 | 12.5417 | 13.2463 | 13.8981 | 13.1725 |  |  | 14.8775 | 15.8709 | 13.8147 | 14.9732 | 14.6897 | 16.27 | 13.5937 | 13.3886 | 11.7918 | 13.9421 | 14.6299 | 14.8434 | 16.1747 | 17.1357 | 15.6469 | 16.3521 | 16.4905 | 16.2506 | 14.6105 | 14.8189 | 14.5362 | 15.3052 | 15.1628 | 14.6064 | 15.2838 | 13.3188 | 15.3466 | 14.057 | 14.1987 | 13.5659 | 13.5215 | 14.5868 | 13.8952 | 13.3155 | 15.1013 | 13.4754 | 14.2825 | 12.9939 | 9.7566 | 12.4556 | 11.3781 | 11.9747 | 10.4821 | 11.1632 | 11.7008 | 10.7063 | 12.8676 |  | 11.0997 | 12.4549 | 11.6845 | 13.8477 | 12.3196 | 11.4779 | 11.2804 | 10.404 | 12.0314 | 8.8593 | 12.6239 | 12.4825 | 13.2152 | 12.5265 | 12.9241 | 12.3974 | 12.7819 |  | 10.6974 | 11.3306 | 11.865 | 13.6624 | 12.5847 | 12.4949 | 13.1744 | 11.1983 | 11.3786 | 12.134 | 13.926 | 13.5809 | 9.9962 | 12.5313 | 10.3262 | 12.4191 | 12.9141 | 10.7816 | 9.5659 | 12.0081 | 10.824 | 10.1664 | 12.3662 | 11.8738 | 11.8449 | 13.5327 | 12.8419 | 10.5472 | 10.6767 | 13.663 | 11.9238 | 16.2954 | 12.5091 | 11.8456 | 13.3602 | 11.614 | 10.2213 | 10.5806 | 9.8819 | 11.2736 | 13.9154 | 12.0494 | 12.4991 | 14.2066 | 14.067 | 15.7567 | 13.2924 | 15.3254 | 12.815 | 12.6722 | 12.1384 | 12.3627 | 13.384 | 12.8308 | 14.7197 | 15.158 | 16.6003 | 14.2119 | 16.2474 | 12.4289 | 9.5173 | 13.2785 | 10.5101 | 12.6101 | 11.7613 | 12.1155 | 13.4126 | 11.4625 | 11.5459 | 14.8211 | 11.5025 | 12.839 | 12.9758 | 11.7435 | 11.9175 | 11.6505 | 12.1114 | 12.2336 | 17.4229 | 16.5955 | 17.0262 | 18.3572 | 16.6896 | 17.2252 | 14.3491 | 14.9687 | 15.4754 | 14.4666 | 15.6449 | 15.0017 | 15.6018 | 15.8188 | 15.3034 | 16.6318 | 16.9108 | 15.43 | 15.9737 | 14.7119 | 15.9375 | 16.1451 | 15.611 | 14.0642 | 12.8915 | 14.176 | 13.4406 | 14.3308 | 12.77 | 14.573 | 14.5021 | 12.6354 | 12.3463 | 14.8277 | 12.0485 | 14.2762 | 15.231 | 14.731 | 12.9072 | 14.4896 | 14.5606 | 14.2826 | 13.8916 | 12.1515 | 13.1039 | 13.5151 | 13.8361 | 13.2616 | 14.5488 | 15.2286 | 15.4296 | 14.1003 | 16.9201 | 15.4685 | 15.3431 | 15.85 | 14.8453 | 17.2286 | 15.9009 | 15.913 | 13.1578 | 13.3546 | 12.7169 | 11.3579 | 12.0813 | 14.0052 | 13.5856 | 13.2896 | 14.4932 | 15.1602 | 14.0642 | 15.3272 | 14.4264 | 13.6163 | 13.6465 | 14.5518 | 15.7296 | 15.2871 | 14.4627 | 14.5757 | 14.9816 | 13.2403 | 15.2144 | 15.3616 | 14.7585 | 13.0427 | 14.3921 | 13.8051 | 14.0034 | 13.7139 | 16.1953 | 15.291 | 14.066 | 14.7569 | 15.4843 | 15.9287 | 13.9437 | 15.4086 | 15.8003 | 15.5128 | 15.2855 | 16.9595 | 15.5408 | 15.1882 | 15.7429 | 15.9788 | 16.0928 | 13.5447 | 11.6149 | 12.7452 | 13.534 | 13.2595 | 13.2111 | 13.1083 | 12.2773 | 12.2487 | 13.1629 | 11.1087 | 11.5296 | 10.3348 | 14.6095 | 13.5272 | 14.3935 | 14.4341 | 15.7163 | 14.8289 | 13.1598 | 13.6842 | 13.4787 | 14.1404 | 13.6313 | 14.3221 | 13.1869 | 12.5693 | 13.0939 | 13.5826 | 12.4666 | 12.764 | 14.9542 | 15.4304 | 14.5546 | 15.0978 | 15.2106 | 14.442 | 13.215 | 14.3986 | 14.9482 | 15.3617 | 15.6138 | 14.7071 | 14.0211 | 14.1298 | 13.7034 | 13.7714 | 13.5226 | 14.6858 | 14.8226 | 14.0674 | 13.5741 | 12.0503 | 13.0209 | 14.2744 | 11.7293 | 9.6949 | 11.9931 | 8.593 | 12.4846 | 8.9803 | 11.3618 | 10.4588 | 9.527 | 11.7308 | 10.2342 | 10.4818 | 10.2021 | 10.3439 | 8.6968 | 10.1239 | 7.9418 | 10.2814 | 4.4938 | 7.7299 | 7.2417 | 9.419 |  |  | 12.6137 | 12.6035 | 11.6683 | 12.1201 | 10.478 | 11.6005 | 10.1888 | 7.3619 | 10.5428 | 9.1431 | 10.3957 | 8.9362 | 8.6487 | 10.2692 | 11.1025 | 9.1093 | 11.6933 | 11.2167 | 7.8412 | 9.6523 | 8.2307 | 8.4268 | 9.9903 | 8.9939 | 9.4976 | 7.3514 | 10.929 | 11.1647 | 8.9017 | 11.2042 | 7.818 | 9.7904 | 10.682 | 8.3722 | 7.4908 | 9.4172 | 7.8663 | 9.8033 | 10.7262 | 7.7664 | 6.0855 | 9.3249 | 8.5003 | 7.9644 | 11.5161 | 10.3565 | 11.4798 | 10.4739 | 12.8722 | 8.6672 | 12.2358 | 11.7634 | 10.4082 | 8.1019 | 11.1451 | 6.9175 | 9.3066 | 11.5926 | 10.7766 | 11.2338 | 11.8608 | 9.4985 | 10.9851 | 13.3356 | 13.9176 | 12.9139 | 9.0396 | 12.9522 | 13.2207 | 11.9242 | 12.2874 | 12.6602 | 7.6714 | 8.343 | 4.9248 | 5.1494 | 8.8096 | 4.8149 | 8.2194 | 9.7107 | 5.0454 | 6.5954 | 8.9317 | 7.3125 | 12.0204 | 14.8587 | 12.8854 | 15.8186 | 12.39 |  | 11.2935 | 12.2557 | 10.0166 | 12.0079 | 11.9616 | 12.7657 | 10.8102 | 12.5119 | 13.0799 | 11.0167 | 13.3093 | 12.2369 | 10.9274 | 12.9795 | 11.4223 | 12.6781 | 13.9029 | 12.3408 | 13.7514 | 10.4968 | 11.6879 | 11.3794 | 9.8788 | 12.0698 | 13.2924 | 10.7781 | 12.4262 | 11.0637 | 10.0015 | 11.8515 | 14.4404 | 13.4789 | 15.9697 | 15.9403 | 14.5751 | 14.5478 | 11.418 | 9.1518 | 10.9379 | 9.3845 | 9.1786 | 10.4579 | 11.0151 | 15.2148 | 12.9245 | 13.2826 | 11.5641 | 14.021 | 14.1827 | 12.527 | 15.1665 | 13.3771 | 13.8825 | 15.1909 | 13.2309 | 15.028 | 13.8818 | 13.1952 | 13.5399 | 13.7762 | 13.1561 | 15.2996 | 13.5825 | 14.053 | 15.9026 | 12.9028 | 13.4759 | 13.7104 | 13.8513 | 14.4345 | 14.0909 | 14.4633 | 13.7709 | 13.9106 | 13.8188 | 14.2042 | 14.6403 | 14.5271 | 12.1538 | 12.8943 | 13.1187 | 12.6021 | 11.9694 | 12.0859 | 12.5928 | 11.991 | 14.4308 | 13.8002 | 13.5317 | 13.7598 | 12.4959 | 14.6369 | 14.5527 | 13.1263 | 13.0765 | 12.7944 | 12.8107 | 14.471 | 13.641 | 12.5288 | 12.3202 | 12.391
43% | 14.4307 | 13.5727 | 14.6109 | 14.0284 | 14.0521 | 13.943 | 15.2471 | 16.312 | 16.6058 | 15.0505 | 15.7581 | 14.3771 | 12.7767 | 13.6542 | 14.3962 | 13.4973 |  |  | 15.3521 | 16.4412 | 14.537 | 15.4301 | 15.2672 | 16.6962 | 14.0949 | 13.7806 | 12.0858 | 14.3107 | 15.0626 | 15.2625 | 16.4139 | 17.4536 | 16.1282 | 16.8081 | 16.6005 | 16.5482 | 14.8893 | 15.2435 | 14.9837 | 15.7206 | 15.6131 | 14.8887 | 15.6125 | 13.7609 | 15.5944 | 14.4159 | 14.4284 | 14.0993 | 13.8381 | 15.0027 | 14.3086 | 13.6407 | 15.1548 | 13.9271 | 14.1296 | 12.564 | 9.8261 | 12.4441 | 11.2832 | 11.9592 | 10.3988 | 11.27 | 11.7951 | 10.7742 | 12.9179 |  | 10.9525 | 12.4462 | 11.5979 | 13.7172 | 12.3189 | 11.4585 | 11.3694 | 10.6885 | 11.9097 | 8.7526 | 12.6712 | 12.4478 | 13.4123 | 12.6489 | 13.0105 | 12.49 | 12.6985 |  | 10.4586 | 11.2744 | 11.944 | 13.6416 | 12.8419 | 12.7714 | 13.1947 | 11.1667 | 11.5164 | 12.0978 | 14.028 | 13.6755 | 9.732 | 12.4001 | 10.0751 | 12.2812 | 12.8796 | 10.608 | 9.4406 | 11.9378 | 10.7488 | 9.9191 | 12.2163 | 11.6952 | 11.3439 | 12.9519 | 12.4234 | 10.1201 | 10.258 | 13.3789 | 11.8411 | 16.0601 | 12.2286 | 11.6526 | 13.102 | 11.1385 | 9.9129 | 10.3488 | 9.5009 | 10.9472 | 13.67 | 11.6994 | 12.0582 | 14.0093 | 13.8259 | 15.7781 | 13.0215 | 15.1466 | 12.4728 | 12.4144 | 11.6161 | 11.9851 | 13.0943 | 12.7313 | 14.585 | 15.0081 | 16.64 | 14.149 | 16.1872 | 12.3066 | 8.9738 | 12.9161 | 10.1615 | 12.1686 | 11.2528 | 11.8114 | 13.0987 | 11.2437 | 11.4405 | 14.5419 | 11.1561 | 12.6838 | 12.5137 | 11.3563 | 11.7524 | 11.2366 | 11.6888 | 12.0874 | 17.6395 | 17.0638 | 17.397 | 18.76 | 17.137 | 17.706 | 14.6722 | 15.1041 | 15.846 | 14.7244 | 15.5289 | 15.353 | 16.0837 | 16.1936 | 15.8062 | 17.1348 | 16.9286 | 15.9168 | 16.4704 | 15.3497 | 16.4326 | 16.532 | 15.7517 | 14.4408 | 13.5299 | 14.5523 | 13.8613 | 14.6975 | 13.4439 | 14.9628 | 14.7673 | 13.0527 | 12.8621 | 15.0041 | 12.492 | 14.604 | 15.7319 | 15.2126 | 13.3185 | 15.0873 | 15.1009 | 14.3818 | 14.3333 | 12.4483 | 13.5339 | 13.7128 | 13.9874 | 13.4761 | 15.0455 | 15.5784 | 15.8887 | 14.5024 | 17.2452 | 16.0022 | 15.1998 | 15.8787 | 14.8799 | 17.2223 | 15.91 | 16.2643 | 13.5969 | 13.7717 | 13.156 | 11.8501 | 12.2242 | 14.3642 | 13.9172 | 13.5142 | 14.5689 | 15.2657 | 14.4126 | 15.6271 | 14.5724 | 13.8659 | 13.841 | 14.6376 | 15.9433 | 15.6643 | 14.6521 | 14.7092 | 15.1215 | 13.4999 | 15.1415 | 15.6603 | 15.0334 | 13.3544 | 14.6182 | 13.9038 | 14.2247 | 14.0491 | 16.3361 | 15.7539 | 14.2573 | 15.1055 | 15.6197 | 16.2084 | 14.0824 | 15.5663 | 16.0825 | 15.8286 | 15.4487 | 17.2611 | 15.8879 | 15.4041 | 15.879 | 16.3755 | 16.3797 | 13.8098 | 11.5632 | 12.7109 | 13.7127 | 13.282 | 13.0824 | 13.1905 | 12.3567 | 12.3005 | 13.1956 | 11.2607 | 11.4919 | 10.4198 | 14.7084 | 13.373 | 14.3834 | 14.4603 | 15.8063 | 15.0761 | 13.2791 | 13.6609 | 13.5707 | 14.2363 | 13.8343 | 14.4019 | 13.3453 | 12.8557 | 13.2225 | 13.863 | 12.4972 | 13.0113 | 15.2142 | 15.656 | 14.7415 | 15.3621 | 15.3217 | 14.6992 | 13.4386 | 14.5427 | 15.0475 | 15.5626 | 15.5982 | 14.6842 | 14.0443 | 14.2918 | 13.7534 | 13.836 | 13.7047 | 14.8932 | 14.8921 | 14.2112 | 13.6156 | 12.1522 | 13.1572 | 14.3507 | 11.4103 | 9.3385 | 11.8893 | 8.4279 | 12.3222 | 8.4192 | 11.2103 | 10.0098 | 9.0709 | 11.5337 | 9.9663 | 10.2971 | 9.1344 | 9.9145 | 8.1605 | 9.781 | 7.5073 | 9.8734 | 3.9142 | 7.2496 | 6.9802 | 9.0556 |  |  | 12.5745 | 12.7476 | 11.5249 | 11.9026 | 10.3568 | 11.5616 | 10.0357 | 7.1706 | 10.4057 | 9.1345 | 10.3892 | 8.7397 | 8.1147 | 9.8818 | 10.6971 | 8.5243 | 11.1937 | 11.0125 | 7.5001 | 9.2467 | 7.8185 | 8.0992 | 9.5747 | 8.7449 | 8.8779 | 6.5867 | 10.6507 | 10.9715 | 8.4689 | 10.8942 | 7.4831 | 9.5886 | 10.6136 | 8.0899 | 7.1672 | 9.213 | 7.5842 | 9.5786 | 10.5819 | 7.6313 | 5.822 | 9.0647 | 8.1686 | 7.5755 | 11.2444 | 10.0134 | 11.3188 | 10.2436 | 12.6856 | 8.4721 | 12.0343 | 11.505 | 10.3761 | 7.967 | 11.1878 | 6.7899 | 9.0062 | 11.5489 | 11.0392 | 11.2562 | 11.6597 | 9.2409 | 10.7672 | 13.2534 | 13.9924 | 12.8399 | 8.6365 | 12.8856 | 12.9396 | 11.7384 | 12.4761 | 12.6212 | 7.3701 | 8.1711 | 4.8675 | 4.9167 | 8.6704 | 4.4809 | 7.9924 | 9.6505 | 4.6013 | 6.207 | 8.5731 | 7.1469 | 11.3125 | 14.6875 | 12.4066 | 15.8094 | 12.031 |  | 10.6824 | 11.8562 | 9.2599 | 11.3146 | 11.5136 | 12.4358 | 10.8158 | 12.1664 | 12.9396 | 10.5411 | 12.9284 | 12.0203 | 10.3959 | 12.7776 | 10.8645 | 11.9813 | 13.7047 | 12.216 | 13.3861 | 9.9073 | 11.3391 | 10.7486 | 8.9199 | 11.589 | 12.8965 | 10.0208 | 11.8995 | 10.4984 | 9.5672 | 11.6146 | 14.0153 | 12.9583 | 15.602 | 15.4196 | 14.0091 | 14.156 | 10.764 | 8.1154 | 10.5558 | 8.8292 | 8.4577 | 10.003 | 10.2327 | 14.9564 | 12.557 | 12.6637 | 10.4338 | 13.3812 | 14.3419 | 12.5537 | 15.168 | 13.5187 | 14.0146 | 15.4784 | 13.1805 | 15.0094 | 13.8437 | 13.1372 | 13.5205 | 13.6638 | 13.0191 | 15.2466 | 13.6706 | 14.2312 | 15.9401 | 12.869 | 13.4775 | 13.8248 | 13.9416 | 14.4693 | 14.1959 | 14.4529 | 13.7789 | 13.8323 | 14.127 | 14.1915 | 14.6536 | 14.6131 | 12.139 | 12.8329 | 13.089 | 12.5139 | 12.0409 | 12.0866 | 12.2512 | 11.5013 | 14.1115 | 13.3735 | 13.3782 | 13.7123 | 12.367 | 14.5354 | 14.2556 | 12.9343 | 12.7688 | 12.4907 | 12.8128 | 14.4305 | 13.4714 | 12.4641 | 12.1629 | 12.3006
44% | 14.9795 | 14.028 | 14.836 | 14.3679 | 14.4148 | 14.3257 | 15.8284 | 16.5126 | 17.0723 | 15.3355 | 16.1063 | 14.385 | 12.801 | 13.9338 | 14.8442 | 13.8653 |  |  | 15.6077 | 16.931 | 14.9142 | 15.7813 | 15.7749 | 17.01 | 14.5783 | 14.1083 | 12.3304 | 14.4466 | 15.4528 | 15.5527 | 16.5152 | 17.7847 | 16.5585 | 17.1757 | 16.9037 | 17.0327 | 15.0356 | 15.5246 | 15.2826 | 16.0362 | 15.9506 | 15.0204 | 15.8313 | 14.0733 | 15.7065 | 14.6861 | 14.4824 | 14.3198 | 14.0483 | 15.2643 | 14.6004 | 13.8268 | 15.0439 | 14.2726 | 13.8605 | 12.0003 | 9.8258 | 12.3635 | 11.083 | 11.8394 | 10.2801 | 11.2244 | 11.7755 | 10.7935 | 12.8853 |  | 10.7591 | 12.3815 | 11.4481 | 13.5048 | 12.2571 | 11.3169 | 11.4215 | 10.6422 | 11.6624 | 8.5161 | 12.6018 | 12.2709 | 13.4408 | 12.5982 | 13.0846 | 12.7184 | 12.6188 |  | 10.131 | 11.3864 | 12.0822 | 13.537 | 12.9298 | 12.8619 | 13.1294 | 11.0789 | 11.5354 | 12.0449 | 14.0504 | 13.6479 | 9.3246 | 12.1698 | 9.8143 | 12.0479 | 12.7539 | 10.3166 | 9.1609 | 11.7486 | 10.5395 | 9.5833 | 11.9255 | 11.3645 | 10.6648 | 12.2403 | 11.8867 | 9.5002 | 9.6225 | 12.919 | 11.512 | 15.7373 | 11.776 | 11.2404 | 12.7045 | 10.5653 | 9.3917 | 9.9022 | 8.9633 | 10.4584 | 13.2103 | 11.2271 | 11.4535 | 13.6233 | 13.4418 | 15.6199 | 12.5612 | 14.8008 | 11.8985 | 11.9905 | 10.8201 | 11.4571 | 12.5861 | 12.4472 | 14.2685 | 14.701 | 16.3689 | 13.9476 | 15.9842 | 11.9585 | 8.2043 | 12.4443 | 9.7936 | 11.3922 | 10.5623 | 11.3997 | 12.5698 | 10.8924 | 11.2319 | 14.0975 | 10.6747 | 12.3988 | 11.7306 | 10.7492 | 11.3755 | 10.549 | 10.6738 | 11.784 | 17.7639 | 17.2977 | 17.5662 | 18.9804 | 17.3303 | 17.8995 | 14.9196 | 15.1655 | 16.0961 | 14.8944 | 15.2515 | 15.5429 | 16.4617 | 16.4296 | 15.9207 | 17.5169 | 17.087 | 16.3663 | 16.9574 | 15.7957 | 16.8143 | 16.8257 | 15.9202 | 14.6525 | 14.1038 | 14.8306 | 14.2335 | 14.8993 | 13.9986 | 15.2685 | 15.0601 | 13.3956 | 13.3242 | 15.0288 | 12.936 | 14.8362 | 15.9985 | 15.5769 | 13.5908 | 15.6016 | 15.4345 | 14.4853 | 14.7135 | 12.5358 | 13.993 | 14.0075 | 14.1581 | 13.5822 | 15.4562 | 15.8262 | 16.1508 | 14.7887 | 17.4467 | 16.3351 | 14.876 | 15.7135 | 14.695 | 17.0229 | 15.5728 | 16.5859 | 13.9706 | 14.09 | 13.2886 | 12.2267 | 12.83 | 14.6003 | 14.0992 | 13.6196 | 14.5485 | 15.2615 | 14.6581 | 15.7529 | 14.6696 | 14.0702 | 13.8821 | 14.5066 | 16.2037 | 15.8262 | 14.6978 | 14.7439 | 15.0677 | 13.7298 | 14.9811 | 15.8144 | 15.2107 | 13.5824 | 14.7109 | 14.0701 | 14.4388 | 14.4269 | 16.3574 | 16.1541 | 14.3421 | 15.3117 | 15.7089 | 16.3774 | 14.0896 | 15.5956 | 16.1462 | 15.8945 | 15.4973 | 17.4441 | 16.1352 | 15.5116 | 15.8573 | 16.7174 | 16.3589 | 13.9601 | 11.4136 | 12.6395 | 13.7042 | 13.2386 | 12.8738 | 13.1189 | 12.3496 | 12.6717 | 13.1621 | 11.3245 | 11.3981 | 10.458 | 14.6837 | 13.1399 | 14.3314 | 14.4324 | 15.7971 | 15.0746 | 13.3818 | 13.5463 | 13.5094 | 14.2391 | 13.8433 | 14.4697 | 13.4146 | 12.996 | 13.257 | 13.9188 | 12.4829 | 13.0229 | 15.2569 | 15.7463 | 14.7906 | 15.5794 | 15.4594 | 14.8523 | 13.4474 | 14.5554 | 15.0165 | 15.5862 | 15.5648 | 14.5158 | 13.985 | 14.3098 | 13.7532 | 13.9217 | 13.7328 | 14.8076 | 15.0357 | 14.274 | 13.5952 | 12.2814 | 13.264 | 14.3425 | 10.9584 | 8.8977 | 11.6594 | 8.15 | 12.0146 | 7.7452 | 10.8689 | 9.4134 | 8.6379 | 11.2347 | 9.5569 | 10.0059 | 7.881 | 9.3595 | 7.4526 | 9.3129 | 6.919 | 9.3738 | 3.2281 | 6.6808 | 6.6662 | 8.5915 |  |  | 12.467 | 12.864 | 11.3278 | 11.5478 | 10.1726 | 11.4404 | 9.7275 | 6.906 | 10.1666 | 9.0569 | 10.3226 | 8.4555 | 7.4455 | 9.3388 | 10.1306 | 7.7886 | 10.5098 | 10.704 | 7.0522 | 8.6764 | 7.3269 | 7.693 | 8.8727 | 8.3673 | 8.196 | 5.6686 | 10.2486 | 10.6789 | 7.9246 | 10.4755 | 6.946 | 9.222 | 10.395 | 7.7545 | 6.6802 | 8.8949 | 7.1236 | 9.2224 | 10.2989 | 7.4246 | 5.5416 | 8.6788 | 7.6272 | 7.0457 | 10.8581 | 9.488 | 11.0394 | 9.8812 | 12.3653 | 8.1768 | 11.6558 | 11.0925 | 10.2436 | 7.777 | 11.1029 | 6.542 | 8.5254 | 11.4426 | 11.2004 | 11.1669 | 11.3581 | 8.8757 | 10.4175 | 13.0506 | 13.9301 | 12.6237 | 8.058 | 12.6934 | 12.5454 | 11.4609 | 12.4372 | 12.5009 | 6.9342 | 7.8513 | 4.7 | 4.5456 | 8.4569 | 4.0873 | 7.6167 | 9.5055 | 3.9753 | 5.7238 | 8.3008 | 6.8191 | 10.4861 | 14.3846 | 11.7926 | 15.6348 | 11.6651 |  | 10.2631 | 11.4255 | 8.0404 | 10.7693 | 10.9285 | 12.0582 | 10.1593 | 11.7185 | 12.6441 | 10.1719 | 12.7331 | 11.5029 | 9.7661 | 12.4689 | 10.3361 | 11.1963 | 13.418 | 11.9578 | 12.8242 | 9.1392 | 10.8876 | 9.9985 | 8.1565 | 10.7634 | 12.3292 | 9.4344 | 11.2476 | 9.6772 | 9.0475 | 11.2625 | 13.4107 | 12.3261 | 15.2055 | 14.737 | 13.134 | 13.6921 | 10.0039 | 7.2776 | 9.9064 | 7.8582 | 7.2665 | 9.3079 | 9.2999 | 14.5491 | 12.1293 | 11.9263 | 9.2285 | 12.5868 | 14.4003 | 12.5192 | 14.7283 | 13.5851 | 14.212 | 15.4732 | 13.0557 | 14.6928 | 13.7612 | 13.0627 | 13.4324 | 13.4795 | 12.8024 | 15.1615 | 13.6745 | 14.315 | 15.8895 | 12.7406 | 13.4422 | 13.6739 | 14.0369 | 14.3398 | 14.1104 | 14.3534 | 13.7491 | 13.6547 | 14.2732 | 14.1299 | 14.5495 | 14.6041 | 12.01 | 12.7222 | 12.8939 | 12.3115 | 12.2021 | 12.0007 | 11.9078 | 10.8465 | 13.6955 | 12.9398 | 12.9942 | 13.5251 | 12.1042 | 14.3764 | 13.8539 | 12.6301 | 12.3523 | 12.1424 | 12.5302 | 14.1253 | 13.1813 | 12.3232 | 11.9407 | 12.132
45% | 15.1534 | 14.2185 | 14.8373 | 14.581 | 14.602 | 14.6903 | 16.3638 | 16.5739 | 17.3328 | 15.5256 | 16.3263 | 14.2666 | 12.6966 | 14.048 | 15.188 | 14.1163 |  |  | 15.7646 | 17.0589 | 15.2497 | 15.9686 | 16.1565 | 17.2019 | 14.9675 | 14.2308 | 12.4346 | 14.5706 | 15.724 | 15.6505 | 16.5693 | 17.9903 | 16.8589 | 17.4321 | 16.8744 | 17.4607 | 15.0096 | 15.6277 | 15.4373 | 16.1432 | 16.1625 | 14.9809 | 15.7592 | 14.2829 | 15.6243 | 14.764 | 14.3658 | 14.4453 | 14.186 | 15.3974 | 14.7548 | 13.8996 | 14.7973 | 14.486 | 13.4713 | 11.24 | 9.7059 | 12.1778 | 10.6953 | 11.6554 | 9.9969 | 11.1297 | 11.6631 | 10.6996 | 12.7575 |  | 10.5132 | 12.2557 | 11.1383 | 13.1618 | 12.1384 | 11.2036 | 11.4179 | 10.7285 | 11.2734 | 8.1657 | 12.4737 | 11.9188 | 13.3808 | 12.5847 | 13.05 | 12.7103 | 12.4556 |  | 9.6321 | 11.252 | 11.9566 | 13.331 | 12.9146 | 12.8903 | 12.9511 | 10.9156 | 11.4735 | 11.8651 | 14.0081 | 13.5409 | 8.7625 | 11.822 | 9.3344 | 11.6724 | 12.4852 | 9.9454 | 8.8011 | 11.4499 | 10.2112 | 9.1274 | 11.4809 | 10.9158 | 9.8493 | 11.3466 | 11.0856 | 8.7102 | 8.8068 | 12.2065 | 11.0221 | 15.0598 | 11.1142 | 10.6549 | 12.1963 | 9.7958 | 8.6682 | 9.2492 | 8.0933 | 9.8365 | 12.597 | 10.5796 | 10.5739 | 13.0073 | 12.8353 | 15.2518 | 11.8855 | 14.2436 | 11.0547 | 11.4443 | 9.8318 | 10.7038 | 11.9011 | 11.9366 | 13.7146 | 14.2209 | 15.8675 | 13.5993 | 15.5982 | 11.5257 | 7.2749 | 11.5725 | 9.2786 | 10.4526 | 9.6436 | 10.9608 | 11.8669 | 10.2979 | 10.8754 | 13.3407 | 9.9818 | 11.9726 | 10.7052 | 9.8866 | 10.8627 | 9.7448 | 9.5986 | 11.2905 | 17.4698 | 17.4237 | 17.8243 | 19.1147 | 17.3933 | 17.9472 | 14.8916 | 14.9943 | 16.2114 | 15.0531 | 14.7561 | 15.5814 | 16.7015 | 16.4229 | 16.3032 | 17.7342 | 16.9011 | 16.6671 | 17.2675 | 16.1045 | 17.023 | 16.9754 | 15.9478 | 14.8131 | 14.573 | 14.8071 | 14.449 | 14.9153 | 14.5179 | 15.3898 | 15.1954 | 13.5598 | 13.6663 | 14.8803 | 13.2902 | 14.9018 | 16.2884 | 15.7994 | 14.1221 | 16.0371 | 15.6464 | 14.4131 | 14.9748 | 13.0316 | 14.1717 | 14.0099 | 14.0993 | 13.5286 | 15.7889 | 15.944 | 16.2928 | 14.8998 | 17.4584 | 16.4251 | 14.3393 | 15.3313 | 14.3701 | 16.6187 | 15.1513 | 16.613 | 14.1903 | 14.2903 | 13.2221 | 12.3817 | 12.994 | 14.693 | 14.1093 | 13.6711 | 14.2895 | 15.0712 | 14.8364 | 15.794 | 14.4949 | 14.11 | 13.8454 | 14.2706 | 16.1573 | 15.9557 | 14.5521 | 14.5905 | 14.8357 | 13.7329 | 14.659 | 15.7256 | 15.2477 | 13.7593 | 14.8039 | 13.7963 | 14.5083 | 14.5679 | 16.2229 | 16.4563 | 14.3029 | 15.3854 | 15.5028 | 16.4281 | 13.8655 | 15.4555 | 15.9956 | 15.879 | 15.3679 | 17.4273 | 16.2109 | 15.4428 | 15.6762 | 16.9821 | 16.3656 | 13.9921 | 11.2272 | 12.4705 | 13.6854 | 13.0163 | 12.4911 | 12.9736 | 12.2539 | 12.7295 | 13.0077 | 11.3871 | 11.2063 | 10.3822 | 14.6157 | 12.7831 | 14.1544 | 14.2887 | 15.6639 | 15.2517 | 13.4429 | 13.2159 | 13.3458 | 14.1496 | 13.8457 | 14.4275 | 13.3496 | 13.0505 | 13.2434 | 13.9454 | 12.5134 | 13.3572 | 15.3901 | 15.7245 | 14.8505 | 15.7473 | 15.4719 | 14.9492 | 13.5194 | 14.5662 | 14.9376 | 15.5702 | 15.3035 | 14.2325 | 13.797 | 14.3361 | 13.6322 | 13.8495 | 13.8032 | 14.779 | 15.1206 | 14.2444 | 13.4609 | 12.1255 | 13.2821 | 14.1791 | 10.4202 | 8.312 | 11.2825 | 7.753 | 11.5527 | 7.2131 | 10.2958 | 8.6259 | 7.8668 | 10.7424 | 9.0113 | 9.6335 | 6.2975 | 8.7537 | 6.4883 | 8.6775 | 6.355 | 8.7412 | 2.394 | 5.973 | 6.2673 | 8.0543 |  |  | 12.2417 | 12.8859 | 11.0374 | 11.0799 | 9.874 | 11.22 | 9.2742 | 6.5847 | 9.6995 | 8.8909 | 10.1634 | 8.0554 | 6.6919 | 8.6475 | 9.4045 | 6.8831 | 9.624 | 10.2121 | 6.4692 | 7.895 | 6.6936 | 7.1799 | 8.177 | 7.8691 | 7.2309 | 4.5305 | 9.6929 | 10.2675 | 7.2363 | 9.9523 | 6.3827 | 8.6715 | 10.0447 | 7.1479 | 5.9571 | 8.459 | 6.6798 | 8.6566 | 9.955 | 7.137 | 5.1104 | 8.1903 | 6.8792 | 6.3323 | 10.3292 | 8.77 | 10.5935 | 9.3496 | 11.8039 | 7.716 | 11.1685 | 10.4894 | 9.9527 | 7.4615 | 10.9413 | 6.0277 | 7.8722 | 11.1441 | 11.2349 | 10.9326 | 10.8392 | 8.3425 | 9.9491 | 12.71 | 13.6324 | 12.2416 | 7.2864 | 12.3655 | 11.9623 | 10.9736 | 12.306 | 12.2503 | 6.3299 | 7.4038 | 4.4106 | 3.9936 | 8.0912 | 3.5671 | 7.1171 | 9.2082 | 3.2232 | 5.0814 | 7.8526 | 6.5186 | 9.6679 | 13.9548 | 11.1181 | 15.329 | 11.1969 |  | 9.5405 | 10.8324 | 6.6526 | 9.7791 | 10.1651 | 11.3637 | 9.425 | 11.22 | 12.2049 | 9.4439 | 12.2529 | 10.7535 | 8.8944 | 11.9804 | 9.6156 | 10.4668 | 12.9406 | 11.848 | 12.0633 | 8.0241 | 10.058 | 9.2453 | 6.9043 | 10.2013 | 11.6695 | 8.8544 | 10.3235 | 8.8021 | 8.408 | 10.703 | 12.8888 | 11.4564 | 14.3751 | 13.7305 | 12.536 | 13.1431 | 8.7738 | 6.0582 | 9.1557 | 7.2762 | 6.1307 | 8.9499 | 8.4533 | 13.8915 | 11.4807 | 10.8437 | 7.8907 | 11.6415 | 14.2861 | 12.4179 | 14.6017 | 13.5648 | 14.4155 | 15.4831 | 12.8512 | 14.2781 | 13.4938 | 12.9062 | 13.2313 | 13.2729 | 12.4116 | 14.9068 | 13.6385 | 14.2556 | 15.7087 | 12.482 | 13.276 | 13.5474 | 13.9666 | 14.0837 | 13.9456 | 14.1605 | 13.6469 | 13.4305 | 14.3767 | 14.0277 | 14.3317 | 14.5342 | 11.7726 | 12.4492 | 12.656 | 11.9856 | 12.1004 | 11.8812 | 11.4084 | 10.1023 | 13.2289 | 12.2755 | 12.5597 | 13.1979 | 11.6983 | 13.9933 | 13.3358 | 12.2976 | 11.7321 | 11.5189 | 12.1496 | 13.6496 | 12.8665 | 12.1038 | 11.6537 | 11.7998
46% | 15.3079 | 14.2562 | 15.0163 | 14.6286 | 14.7286 | 15.0579 | 16.806 | 16.4022 | 17.4894 | 15.5747 | 16.4115 | 14.0085 | 12.4559 | 14.0056 | 15.4071 | 14.0975 |  |  | 15.7186 | 17.3491 | 15.379 | 15.9626 | 16.3 | 17.2774 | 15.2554 | 14.1785 | 12.3315 | 14.4956 | 15.8188 | 15.6887 | 16.4801 | 17.9686 | 17.0339 | 17.5406 | 16.7581 | 17.7746 | 14.9761 | 15.5224 | 15.447 | 16.0107 | 16.173 | 14.7972 | 15.4307 | 14.3793 | 15.409 | 14.6601 | 14.0638 | 14.3947 | 14.1316 | 15.3296 | 14.6775 | 13.7834 | 14.5133 | 14.5638 | 12.9147 | 10.362 | 9.4921 | 11.854 | 10.2261 | 11.3621 | 9.6527 | 10.8983 | 11.463 | 10.5168 | 12.5413 |  | 10.0709 | 12.0234 | 10.8149 | 12.7622 | 11.8962 | 11.0111 | 11.2871 | 10.4975 | 10.7697 | 7.8035 | 12.3156 | 11.3899 | 13.1676 | 12.5259 | 12.92 | 12.5989 | 11.9325 |  | 8.9687 | 10.8396 | 11.6877 | 12.953 | 12.6594 | 12.7948 | 12.653 | 10.64 | 11.3006 | 11.6428 | 13.8327 | 13.312 | 7.9901 | 11.291 | 8.6594 | 11.133 | 12.0457 | 9.4578 | 8.3444 | 11.0053 | 9.6969 | 8.5123 | 10.8567 | 10.3474 | 8.8046 | 10.2458 | 10.1265 | 7.6148 | 7.7517 | 11.3386 | 10.3846 | 14.2956 | 10.2091 | 9.8887 | 11.4236 | 8.865 | 7.7061 | 8.3476 | 7.0321 | 8.9524 | 11.6242 | 9.7251 | 9.4912 | 12.1475 | 11.9824 | 14.6571 | 10.9743 | 13.4016 | 9.9885 | 10.5535 | 8.6112 | 9.7804 | 11.0155 | 11.1704 | 12.9335 | 13.6014 | 15.0884 | 13.0991 | 15.013 | 10.8675 | 6.0563 | 10.5289 | 8.4284 | 9.2243 | 8.5605 | 10.068 | 10.9413 | 9.5264 | 10.3741 | 12.4795 | 9.0937 | 11.2582 | 9.3841 | 8.8346 | 10.0409 | 8.6707 | 8.221 | 10.5843 | 17.0626 | 17.3889 | 17.8206 | 19.0703 | 17.4475 | 17.9014 | 14.9127 | 14.6434 | 16.0906 | 14.9663 | 14.0356 | 15.5288 | 16.7868 | 16.3863 | 16.2825 | 17.7932 | 16.4267 | 16.8317 | 17.4391 | 16.1953 | 16.892 | 16.947 | 15.745 | 14.7756 | 14.8939 | 14.8075 | 14.4941 | 14.69 | 14.8453 | 15.2834 | 15.1872 | 13.5073 | 13.8555 | 14.6364 | 13.5081 | 14.7916 | 16.2495 | 15.8878 | 14.5404 | 16.2919 | 15.6336 | 14.1519 | 15.109 | 13.1265 | 14.4095 | 13.9738 | 13.8538 | 13.3257 | 15.9335 | 15.923 | 16.2619 | 14.9011 | 17.2872 | 16.6708 | 13.5536 | 14.7135 | 13.815 | 16.0001 | 14.5111 | 16.5216 | 14.1914 | 14.2945 | 12.9585 | 12.3344 | 13.0307 | 14.6004 | 13.977 | 13.4598 | 13.8411 | 14.7082 | 14.8139 | 15.6711 | 14.2077 | 14.0156 | 13.6269 | 13.8599 | 15.9208 | 15.8296 | 14.2648 | 14.1952 | 14.3524 | 13.5921 | 14.1772 | 15.4951 | 15.3141 | 13.8744 | 14.7435 | 13.5094 | 14.3777 | 14.6156 | 15.9554 | 16.6397 | 14.1171 | 15.3651 | 15.1543 | 16.2586 | 13.5188 | 15.1421 | 15.6646 | 15.7266 | 15.0486 | 17.1904 | 16.0826 | 15.2843 | 15.3035 | 17.0619 | 16.17 | 13.8958 | 11.0695 | 12.1793 | 13.451 | 12.6477 | 11.9582 | 12.694 | 12.0347 | 12.6868 | 12.7906 | 11.2557 | 10.9118 | 10.1931 | 14.3937 | 12.311 | 13.874 | 14.057 | 15.3966 | 15.1756 | 13.3599 | 12.6535 | 13.0285 | 13.9166 | 13.6695 | 14.2699 | 13.1273 | 13.0257 | 13.1002 | 13.8498 | 12.3391 | 13.3824 | 15.2527 | 15.643 | 14.7036 | 15.8291 | 15.3926 | 14.8807 | 13.4313 | 14.4235 | 14.6387 | 15.4198 | 14.9307 | 13.7994 | 13.4309 | 14.1962 | 13.3731 | 13.6593 | 13.6644 | 14.4539 | 15.0011 | 14.0917 | 13.172 | 11.9248 | 13.1942 | 13.93 | 9.6795 | 7.5679 | 10.7228 | 7.2042 | 10.924 | 6.231 | 9.5619 | 7.7577 | 6.7116 | 10.1314 | 8.3363 | 9.1204 | 4.4108 | 8.0614 | 5.4833 | 7.8252 | 5.8184 | 8.0426 | 1.3477 | 5.1348 | 5.779 | 7.4601 |  |  | 11.8653 | 12.8091 | 10.6472 | 10.4123 | 9.3886 | 10.84 | 8.6893 | 6.0401 | 9.1981 | 8.5816 | 9.8888 | 7.4772 | 5.6164 | 7.7675 | 8.4237 | 5.77 | 8.5097 | 9.5686 | 5.7096 | 6.8991 | 5.8824 | 6.4838 | 7.1578 | 7.1787 | 5.9572 | 3.172 | 8.8717 | 9.7068 | 6.3691 | 9.2202 | 5.7017 | 8.0083 | 9.4994 | 6.3911 | 5.1065 | 7.9659 | 6.0381 | 7.9679 | 9.4581 | 6.7029 | 4.544 | 7.7025 | 6.0463 | 5.4037 | 9.6253 | 7.8607 | 9.9809 | 8.6347 | 11.1629 | 7.1129 | 10.476 | 9.6094 | 9.5184 | 7.0051 | 10.566 | 5.3235 | 6.988 | 10.6452 | 11.1373 | 10.5469 | 10.0708 | 7.6272 | 9.2395 | 12.2204 | 13.1785 | 11.8269 | 6.2931 | 11.8787 | 11.1685 | 10.3119 | 11.9919 | 11.7778 | 5.5003 | 6.8141 | 3.9463 | 3.2114 | 7.5541 | 2.5913 | 6.46 | 8.6751 | 2.2857 | 4.198 | 7.2649 | 6.0838 | 8.7112 | 13.4114 | 10.3947 | 14.8545 | 10.4379 |  | 8.5461 | 10.0132 | 5.7002 | 8.9408 | 9.1846 | 11.0537 | 8.9007 | 10.6676 | 11.6314 | 8.865 | 11.8478 | 9.8917 | 7.8456 | 11.4148 | 8.4111 | 9.5657 | 12.3751 | 11.2568 | 11.054 | 6.6925 | 9.4806 | 8.1157 | 5.2772 | 9.3093 | 11.0237 | 7.6021 | 9.2388 | 8.138 | 7.7071 | 10.1875 | 11.8145 | 10.5871 | 13.7182 | 12.5848 | 11.3867 | 12.5055 | 7.7085 | 4.4963 | 8.1024 | 6.1506 | 4.5496 | 7.9542 | 7.3897 | 13.1854 | 10.8199 | 10.0021 | 6.2449 | 10.4554 | 14.0151 | 12.2644 | 14.4793 | 13.4384 | 14.497 | 15.3668 | 12.5572 | 13.8673 | 13.218 | 12.6371 | 12.8932 | 12.9409 | 11.9554 | 14.4797 | 13.4854 | 14.0275 | 15.4188 | 12.0585 | 13.0368 | 13.2105 | 13.8066 | 13.7193 | 13.7124 | 13.8015 | 13.5845 | 13.0456 | 14.3408 | 13.7741 | 13.988 | 14.2866 | 11.4146 | 12.1113 | 12.2739 | 11.5453 | 11.905 | 11.6264 | 10.6308 | 9.1896 | 12.6175 | 11.4279 | 11.9971 | 12.7706 | 11.3057 | 13.5823 | 12.522 | 11.7211 | 11.0839 | 10.7694 | 11.6365 | 13.0681 | 12.3258 | 11.8156 | 11.2434 | 11.4776
47% | 15.531 | 14.1325 | 14.8031 | 14.4988 | 14.7561 | 14.9831 | 17.0947 | 16.2083 | 17.4572 | 15.4453 | 16.2199 | 13.6407 | 11.9845 | 13.7915 | 15.4442 | 13.9782 |  |  | 15.4511 | 17.2664 | 15.384 | 15.705 | 16.2851 | 17.1506 | 15.41 | 13.9225 | 12.1327 | 14.2169 | 15.7207 | 15.5614 | 16.2124 | 17.8255 | 17.002 | 17.48 | 16.3629 | 17.9004 | 14.7243 | 15.2123 | 15.2627 | 15.6998 | 15.9861 | 14.6801 | 15.0609 | 14.24 | 15.0033 | 14.3614 | 13.5704 | 14.3672 | 13.9402 | 14.9802 | 14.5935 | 13.5007 | 13.9392 | 14.4467 | 12.2 | 9.3187 | 9.1847 | 11.4546 | 9.6464 | 10.9391 | 9.1898 | 10.5584 | 11.0692 | 10.1353 | 12.0437 |  | 9.3648 | 11.694 | 10.3128 | 12.2134 | 11.4964 | 10.6071 | 10.9908 | 10.412 | 10.0414 | 7.293 | 11.8901 | 10.6732 | 13.0719 | 12.2685 | 12.6459 | 12.4168 | 11.6251 |  | 8.1677 | 10.7729 | 11.3321 | 12.4851 | 12.5758 | 12.5439 | 12.2008 | 10.1478 | 10.917 | 11.3521 | 13.4874 | 12.8988 | 7.0224 | 10.5596 | 7.8871 | 10.4234 | 11.4268 | 8.7755 | 7.6548 | 10.3306 | 9.132 | 7.6723 | 10.0334 | 9.6789 | 7.6911 | 8.8137 | 8.9948 | 6.3799 | 6.4306 | 10.2031 | 9.561 | 13.2877 | 9.0774 | 8.861 | 10.5015 | 7.7368 | 6.6693 | 7.1346 | 5.7032 | 7.8952 | 10.3462 | 8.6708 | 8.769 | 11.0552 | 10.8646 | 13.8045 | 9.8972 | 12.3373 | 8.5412 | 9.4002 | 7.1619 | 8.4231 | 9.8687 | 10.1095 | 11.8705 | 12.6234 | 14.0315 | 12.3392 | 14.1934 | 10.0263 | 4.584 | 9.2023 | 7.4469 | 7.7029 | 7.1663 | 9.0273 | 9.7228 | 8.4675 | 9.66 | 11.3003 | 7.9795 | 10.3955 | 7.7035 | 7.4838 | 9.0784 | 7.2914 | 6.634 | 9.6411 | 16.68 | 17.1977 | 17.6189 | 18.7978 | 17.2796 | 17.8443 | 14.5545 | 14.0398 | 15.8148 | 14.7054 | 12.9331 | 15.2306 | 16.686 | 16.1693 | 16.0488 | 17.6409 | 15.7228 | 16.8341 | 17.4267 | 16.3481 | 16.8385 | 16.6906 | 15.3077 | 14.5935 | 15.0419 | 14.5456 | 14.3447 | 14.2988 | 15.082 | 15.0074 | 14.9814 | 13.271 | 13.9036 | 14.1778 | 13.4634 | 14.5072 | 16.0036 | 15.6551 | 14.8124 | 16.3745 | 15.6008 | 13.6866 | 15.0169 | 13.1171 | 14.339 | 13.621 | 13.3961 | 12.888 | 15.9156 | 15.6657 | 16.0262 | 14.6679 | 16.8284 | 16.5272 | 12.5176 | 13.8467 | 13.0117 | 15.1168 | 13.6316 | 16.2019 | 13.8908 | 14.0854 | 12.4888 | 12.1074 | 12.8819 | 14.2153 | 13.6684 | 13.0327 | 13.1596 | 14.12 | 14.581 | 15.367 | 13.8074 | 13.7759 | 13.292 | 13.2576 | 15.5465 | 15.5493 | 13.742 | 13.5651 | 13.6197 | 13.26 | 13.5165 | 15.0475 | 15.0644 | 13.7495 | 14.7363 | 12.9513 | 14.1037 | 14.4549 | 15.49 | 16.6356 | 13.7745 | 15.1636 | 14.5799 | 15.9041 | 12.9147 | 14.6098 | 15.0233 | 15.3503 | 14.4945 | 16.7431 | 15.6955 | 15.0083 | 14.7147 | 16.9495 | 15.8232 | 13.6416 | 10.6593 | 11.7617 | 13.0928 | 12.157 | 11.2245 | 12.2889 | 11.6769 | 12.6145 | 12.3028 | 11.0452 | 10.4796 | 9.8335 | 14.0433 | 11.7189 | 13.462 | 13.7268 | 14.9205 | 14.9445 | 13.155 | 11.8559 | 12.5173 | 13.5199 | 13.3365 | 14.0059 | 12.821 | 12.8852 | 12.7899 | 13.5481 | 11.9813 | 13.2495 | 14.9296 | 15.3779 | 14.4077 | 15.7446 | 15.1198 | 14.701 | 13.2033 | 14.134 | 14.2124 | 15.0855 | 14.3586 | 13.2048 | 12.9398 | 13.9162 | 12.8607 | 13.3285 | 13.3408 | 13.9217 | 14.7185 | 13.7545 | 12.8062 | 11.6632 | 12.938 | 13.5 | 8.8815 | 6.563 | 10.0031 | 6.4617 | 10.0964 | 5.1966 | 8.5753 | 6.6338 | 5.6849 | 9.3102 | 7.3675 | 8.4524 | 2.4187 | 7.1004 | 4.4059 | 7.0598 | 4.8692 | 7.1066 | 0.26313 | 4.1054 | 5.1315 | 6.663 |  |  | 11.3078 | 12.5995 | 10.0885 | 9.4799 | 8.7003 | 10.28 | 7.9153 | 5.4245 | 8.6315 | 8.0915 | 9.4802 | 6.7143 | 4.3596 | 6.6827 | 7.3924 | 4.4873 | 7.1396 | 8.7282 | 4.7838 | 5.7379 | 4.9618 | 5.6936 | 5.9319 | 6.3163 | 4.519 | 1.5404 | 7.947 | 8.9541 | 5.3117 | 8.3461 | 4.7899 | 7.0991 | 8.7238 | 5.5185 | 4.0742 | 7.2473 | 5.1902 | 7.0621 | 8.7769 | 6.0511 | 3.8187 | 6.7339 | 4.8663 | 4.3084 | 8.683 | 6.8108 | 9.1357 | 7.6936 | 10.2114 | 6.3375 | 9.4617 | 8.6799 | 8.861 | 6.3511 | 10.0625 | 4.4146 | 5.8484 | 9.9563 | 10.876 | 10.0561 | 9.1761 | 6.6677 | 8.3005 | 11.4056 | 12.651 | 11.0126 | 5.1519 | 11.1946 | 10.1708 | 9.4437 | 11.4674 | 11.1327 | 4.4704 | 6.0038 | 3.2887 | 2.1937 | 6.8188 | 1.4709 | 5.6482 | 8.0933 | 1.2765 | 3.1232 | 6.3983 | 5.4453 | 7.4545 | 12.6948 | 9.5053 | 14.2134 | 9.5003 |  | 7.3909 | 9.1013 | 3.9625 | 7.5724 | 8.4237 | 10.0101 | 7.8529 | 9.7562 | 11.2179 | 7.9584 | 11.1778 | 9.1818 | 6.8228 | 10.9041 | 7.0515 | 8.2104 | 11.8555 | 10.411 | 9.7732 | 5.2043 | 8.2813 | 6.566 | 3.4486 | 8.1145 | 9.8531 | 5.9881 | 7.9656 | 7.1205 | 7.2217 | 9.3842 | 10.9017 | 9.3649 | 12.4939 | 12.0102 | 10.2397 | 11.3513 | 6.0072 | 2.8097 | 6.6606 | 4.7883 | 2.7192 | 6.9348 | 5.8656 | 12.3719 | 10.0521 | 8.3512 | 4.4495 | 9.071 | 13.5754 | 12.0029 | 13.9233 | 13.1899 | 14.5157 | 15.0758 | 12.173 | 13.2942 | 12.8405 | 12.2554 | 12.3872 | 12.4879 | 11.2235 | 13.9257 | 13.1637 | 13.6781 | 14.9469 | 11.5301 | 12.6198 | 12.6622 | 13.5415 | 13.2909 | 13.3179 | 13.3873 | 13.3175 | 12.4759 | 14.228 | 13.5523 | 13.412 | 13.8609 | 10.9284 | 11.6048 | 11.705 | 10.9142 | 11.5599 | 11.3992 | 9.7849 | 8.1283 | 11.8561 | 10.3701 | 11.356 | 12.1757 | 10.4168 | 12.9115 | 11.8389 | 10.9295 | 10.3273 | 9.8663 | 11.0082 | 12.3111 | 11.7862 | 11.3367 | 10.7328 | 10.9926
48% | 15.2196 | 13.8403 | 14.2258 | 14.2212 | 14.6304 | 14.7338 | 17.2234 | 15.8096 | 17.2045 | 15.1152 | 15.835 | 13.4797 | 11.2995 | 13.5859 | 15.467 | 13.624 |  |  | 14.9528 | 16.9815 | 15.2027 | 15.3283 | 16.1103 | 16.803 | 15.3849 | 13.4693 | 11.6907 | 13.7481 | 15.5543 | 15.3637 | 15.8016 | 17.5019 | 16.8281 | 17.3035 | 15.8698 | 17.8006 | 14.0705 | 14.6734 | 15.1204 | 15.3821 | 15.6074 | 13.9168 | 14.2105 | 13.9441 | 14.2656 | 13.8965 | 13.2364 | 13.8587 | 13.7281 | 14.8172 | 14.2571 | 13.0263 | 13.0769 | 14.1754 | 11.2482 | 8.0862 | 8.8094 | 10.8519 | 8.8697 | 10.2971 | 8.6263 | 10.1287 | 10.6559 | 9.8133 | 11.7643 |  | 8.5602 | 11.2508 | 9.7986 | 11.4888 | 10.9691 | 10.2216 | 10.5339 | 9.7857 | 9.0917 | 6.4806 | 11.3075 | 9.7229 | 12.7445 | 11.9969 | 12.3426 | 12.0927 | 10.8509 |  | 7.408 | 10.0678 | 11.0198 | 12.0163 | 12.1014 | 12.2837 | 11.6232 | 9.76 | 10.5966 | 10.9058 | 13.0873 | 12.4101 | 5.9583 | 9.5983 | 6.8354 | 9.4408 | 10.5042 | 7.9352 | 6.7337 | 9.6166 | 8.3217 | 6.6346 | 9.1184 | 8.7574 | 6.1728 | 7.4279 | 7.6002 | 4.7855 | 5.0603 | 8.8007 | 8.5313 | 12.0558 | 7.6585 | 7.5894 | 9.3981 | 6.3687 | 5.1416 | 5.794 | 4.0611 | 6.5802 | 8.9634 | 7.3573 | 7.269 | 9.6386 | 9.3718 | 12.7184 | 8.3951 | 10.9621 | 6.8584 | 7.9863 | 5.4798 | 6.897 | 8.3319 | 8.7319 | 10.5661 | 11.4735 | 12.8055 | 11.3829 | 13.1499 | 9.0128 | 2.9568 | 7.5983 | 6.2021 | 5.9223 | 5.418 | 7.7614 | 8.2106 | 7.1274 | 8.7557 | 9.9007 | 6.5235 | 9.2191 | 5.9024 | 5.8903 | 7.7232 | 5.6682 | 4.87 | 8.4212 | 16.0748 | 16.7958 | 17.2904 | 18.2997 | 16.877 | 17.3623 | 14.0869 | 13.3391 | 15.3616 | 14.2853 | 11.8989 | 14.7362 | 16.34 | 15.625 | 15.6315 | 17.2773 | 14.9921 | 16.5818 | 17.2143 | 16.2098 | 16.5948 | 16.2677 | 14.648 | 14.1706 | 15.0311 | 14.0466 | 13.9133 | 13.6435 | 15.0782 | 14.4692 | 14.5819 | 12.8565 | 13.777 | 13.5222 | 13.3587 | 14.0222 | 15.5539 | 15.3512 | 14.9542 | 16.2147 | 15.2737 | 13.0678 | 14.7267 | 12.9233 | 14.0707 | 13.0065 | 12.7402 | 12.2496 | 15.6899 | 15.1225 | 15.4966 | 14.2164 | 16.5446 | 16.2799 | 11.1892 | 12.6874 | 11.9229 | 13.9509 | 12.5091 | 15.6344 | 13.5663 | 13.6551 | 11.738 | 11.5634 | 12.4682 | 13.6856 | 13.1523 | 12.3986 | 12.2278 | 13.2811 | 14.1452 | 14.9161 | 13.2854 | 13.3112 | 12.7593 | 12.3524 | 14.9531 | 15.0512 | 12.8948 | 12.655 | 12.5597 | 12.6378 | 12.6236 | 14.317 | 14.525 | 13.3514 | 14.3524 | 12.2765 | 13.5993 | 14.0658 | 14.8214 | 16.4176 | 13.2706 | 14.7571 | 13.7813 | 15.2902 | 12.0141 | 13.8447 | 14.0636 | 14.6992 | 13.6528 | 15.9751 | 15.0396 | 14.4261 | 13.8893 | 16.5204 | 15.1021 | 13.1885 | 10.1831 | 11.2107 | 12.5652 | 11.4761 | 10.2833 | 11.8395 | 11.1701 | 12.2705 | 11.6399 | 10.6419 | 9.9371 | 9.3045 | 13.5155 | 10.8546 | 12.896 | 13.2569 | 14.3365 | 14.6285 | 12.813 | 10.9654 | 11.8464 | 12.8644 | 12.7912 | 13.6918 | 12.3491 | 12.6048 | 12.2913 | 13.0299 | 11.4438 | 13.036 | 14.4685 | 14.9543 | 13.9215 | 15.4672 | 14.5836 | 14.3973 | 12.8107 | 13.6821 | 13.5741 | 14.574 | 13.5904 | 12.4269 | 12.1976 | 13.412 | 12.2385 | 12.776 | 12.7577 | 13.1469 | 14.2656 | 13.2764 | 12.2091 | 11.1505 | 12.5556 | 12.8193 | 7.7818 | 5.398 | 9.1282 | 5.5158 | 9.1176 | 4.281 | 7.1493 | 5.2673 | 4.2212 | 8.1431 | 6.1656 | 7.6951 | -0.0046313 | 5.9075 | 2.8058 | 5.6421 | 3.7803 | 6.0597 | -1.137 | 2.8267 | 4.3363 | 5.656 |  |  | 10.5717 | 12.1874 | 9.2931 | 8.2609 | 7.7237 | 9.4768 | 6.9464 | 4.6785 | 7.7604 | 7.6013 | 8.9008 | 5.9061 | 2.9061 | 5.3617 | 6.0473 | 2.9353 | 5.4989 | 7.6336 | 3.6321 | 4.3207 | 3.7817 | 4.752 | 4.5219 | 5.213 | 2.8864 | -0.36217 | 6.7888 | 7.9876 | 4.0278 | 7.2759 | 3.7712 | 6.0134 | 7.7771 | 4.4647 | 2.7769 | 6.1973 | 4.1714 | 5.9569 | 7.8151 | 5.2518 | 2.7984 | 5.616 | 3.1358 | 2.9997 | 7.6187 | 5.3707 | 8.0432 | 6.5601 | 9.0976 | 5.3686 | 8.2991 | 7.3524 | 8.0619 | 5.5361 | 9.4019 | 3.3261 | 4.5672 | 9.0421 | 10.3569 | 9.3307 | 7.998 | 5.5485 | 7.3639 | 10.3273 | 11.6055 | 9.7588 | 3.5557 | 10.2921 | 8.8418 | 8.3437 | 10.6883 | 10.2178 | 3.0797 | 4.9947 | 2.399 | 0.75484 | 5.8563 | 0.14497 | 4.6722 | 7.2774 | -0.14099 | 1.7825 | 5.4327 | 4.7493 | 5.915 | 11.9907 | 8.2525 | 13.5846 | 9.0541 |  | 5.7619 | 7.9234 | 2.2179 | 6.2136 | 6.8551 | 8.7068 | 6.8744 | 8.5566 | 10.0588 | 7.07 | 10.2006 | 8.6412 | 5.5256 | 9.8926 | 5.8128 | 6.5731 | 10.8563 | 9.3372 | 8.4332 | 3.8545 | 6.9985 | 4.9792 | 1.4167 | 6.6389 | 8.7712 | 4.8057 | 7.0387 | 5.7 | 5.915 | 8.3395 | 9.1963 | 8.2549 | 11.1027 | 10.5047 | 8.6248 | 10.3123 | 4.3958 | 0.67516 | 5.1382 | 3.3109 | 0.89366 | 5.7377 | 4.2011 | 11.1316 | 8.6273 | 6.4989 | 2.5853 | 7.7367 | 13.0616 | 11.6332 | 13.3121 | 12.8072 | 14.4353 | 14.5669 | 11.6427 | 12.481 | 12.2599 | 11.7218 | 11.7192 | 11.8927 | 10.3563 | 13.2179 | 12.7382 | 13.2105 | 13.8732 | 10.8458 | 12.0715 | 12.2304 | 13.2041 | 12.6623 | 12.7024 | 12.8063 | 12.9355 | 11.8018 | 13.936 | 13.0489 | 12.7445 | 13.2607 | 10.2937 | 10.9242 | 10.9255 | 10.1076 | 11.1136 | 11.0731 | 8.7245 | 6.9782 | 10.8687 | 9.2066 | 10.4332 | 11.4145 | 9.5041 | 12.0883 | 10.6666 | 10.1857 | 9.4062 | 8.7905 | 10.1016 | 11.3634 | 11.0327 | 10.7495 | 10.063 | 10.4782
49% | 15.1317 | 13.6582 | 13.5584 | 13.7714 | 14.2809 | 14.5934 | 17.1714 | 14.7752 | 16.728 | 14.6072 | 15.2597 | 12.7941 | 10.6232 | 13.0992 | 15.2215 | 13.4903 |  |  | 14.1999 | 16.441 | 14.9598 | 14.7875 | 15.8578 | 16.0912 | 15.1298 | 12.8125 | 11.0164 | 13.2354 | 15.0457 | 14.665 | 14.9636 | 16.9588 | 16.4631 | 16.9114 | 15.1221 | 17.8122 | 13.2046 | 13.8523 | 14.7239 | 14.7758 | 15.0135 | 12.9181 | 13.1125 | 13.574 | 13.306 | 13.5407 | 12.2586 | 13.184 | 13.3039 | 14.3544 | 13.7527 | 12.3456 | 12.5295 | 14.0013 | 10.2061 | 6.6885 | 8.3413 | 10.2298 | 7.6921 | 9.8893 | 7.8754 | 9.1935 | 10.1625 | 9.0341 | 11.144 |  | 7.8104 | 10.6559 | 8.9901 | 10.606 | 10.3709 | 9.7636 | 9.9233 | 9.1352 | 7.8373 | 5.2006 | 10.7177 | 8.7292 | 12.2139 | 11.7283 | 11.9381 | 11.489 | 9.9586 |  | 6.3511 | 9.3945 | 10.2243 | 11.0267 | 11.8107 | 11.7515 | 10.786 | 8.9051 | 9.9366 | 10.2954 | 12.5531 | 11.6715 | 4.5852 | 8.3478 | 5.5909 | 8.489 | 9.3608 | 6.7716 | 5.6047 | 8.5328 | 7.2543 | 5.4249 | 8.0158 | 7.6574 | 4.5017 | 5.6393 | 5.9435 | 2.8413 | 3.2406 | 7.2983 | 7.2808 | 10.5223 | 5.9934 | 6.0148 | 8.1025 | 4.7958 | 3.7975 | 4.0054 | 2.2264 | 4.9901 | 7.0962 | 5.79 | 5.3085 | 7.8239 | 7.6792 | 11.3407 | 6.6938 | 9.3233 | 4.6963 | 6.0504 | 3.393 | 5.0562 | 6.5299 | 7.0236 | 8.9755 | 10.1509 | 11.3559 | 10.1825 | 11.7791 | 7.7368 | 1.0607 | 5.6278 | 4.666 | 3.7395 | 3.4447 | 6.1776 | 6.5589 | 5.6571 | 7.4345 | 8.1728 | 4.863 | 7.8777 | 3.5072 | 3.9446 | 6.1047 | 3.7785 | 2.5574 | 6.8816 | 15.3232 | 16.2737 | 16.6932 | 17.72 | 16.434 | 16.6673 | 13.382 | 12.1431 | 14.6195 | 13.712 | 10.3746 | 14.0699 | 15.862 | 15.0039 | 14.9247 | 16.6985 | 13.6916 | 16.2439 | 16.7561 | 15.8759 | 15.882 | 15.6356 | 13.731 | 13.5129 | 14.8385 | 13.4755 | 13.266 | 12.6505 | 14.8729 | 13.6606 | 13.8816 | 12.2258 | 13.4169 | 12.6401 | 12.9625 | 13.2665 | 15.0343 | 14.7217 | 14.9346 | 15.921 | 14.7674 | 12.1408 | 14.2028 | 12.5551 | 13.5502 | 12.2383 | 11.8336 | 11.4559 | 15.2219 | 14.563 | 14.7204 | 13.725 | 15.5466 | 15.7108 | 9.5018 | 11.2465 | 10.536 | 12.4506 | 11.0922 | 14.7801 | 12.8854 | 13.0113 | 10.6632 | 10.7697 | 11.7298 | 13.094 | 12.3919 | 11.5196 | 11.0937 | 12.3222 | 13.46 | 14.1643 | 12.3059 | 12.5492 | 11.8735 | 11.2597 | 14.0839 | 14.2381 | 11.7901 | 11.4341 | 11.207 | 11.7081 | 11.5738 | 13.3221 | 13.9776 | 12.7533 | 13.64 | 11.263 | 12.8163 | 13.4315 | 13.9031 | 15.9866 | 12.5293 | 14.105 | 12.6865 | 14.3954 | 10.8032 | 12.7908 | 12.7273 | 13.725 | 12.511 | 14.8399 | 14.0146 | 13.59 | 12.6403 | 15.7894 | 14.1275 | 12.4826 | 9.6112 | 10.5014 | 11.8619 | 10.6396 | 9.1037 | 11.1076 | 10.4922 | 11.7225 | 10.8251 | 10.0274 | 9.0937 | 8.5637 | 12.9264 | 10.1091 | 12.2595 | 12.5545 | 13.7356 | 14.1103 | 12.2882 | 9.7684 | 10.9201 | 12.0771 | 12.2376 | 12.9937 | 11.5499 | 12.1549 | 11.6406 | 12.4023 | 10.801 | 12.5294 | 13.7595 | 14.2811 | 13.3058 | 15.0616 | 13.8769 | 13.8954 | 12.2476 | 13.066 | 12.7222 | 13.8767 | 12.6042 | 11.4695 | 11.1852 | 12.6785 | 11.2891 | 12.0102 | 11.9408 | 12.1665 | 13.5863 | 12.6805 | 11.4091 | 10.5095 | 12.0574 | 12.1583 | 6.5212 | 3.8996 | 8.0569 | 4.3422 | 7.8843 | 2.6771 | 5.9025 | 3.6519 | 2.2689 | 7.2448 | 4.8272 | 6.6218 | -2.72 | 4.4982 | 0.8064 | 4.0322 | 2.6984 | 4.7657 | -2.6345 | 1.3801 | 3.3839 | 4.4635 |  |  | 9.5815 | 11.5436 | 8.2696 | 6.6808 | 6.5519 | 8.4646 | 5.7857 | 3.81 | 6.3579 | 6.6995 | 8.0942 | 4.8124 | 1.1867 | 3.7751 | 4.4368 | 1.1318 | 3.5569 | 6.2956 | 2.2278 | 2.5978 | 2.325 | 3.5817 | 2.7683 | 3.8617 | 0.90724 | -2.5256 | 5.3188 | 6.8158 | 2.5189 | 5.9656 | 2.5105 | 4.5024 | 6.5387 | 3.0634 | 1.2726 | 5.0511 | 2.9478 | 4.5005 | 6.583 | 4.2883 | 1.5307 | 4.4631 | 1.1825 | 1.4212 | 6.3731 | 3.5676 | 6.7015 | 5.1174 | 7.7133 | 4.037 | 6.8281 | 5.8353 | 7.0034 | 4.2803 | 8.4665 | 1.7989 | 3.057 | 8.0969 | 9.6484 | 8.2414 | 6.5089 | 4.2473 | 6.1648 | 8.8739 | 10.3109 | 8.4984 | 1.4914 | 9.1163 | 7.4046 | 6.9902 | 9.5813 | 8.9996 | 1.6497 | 3.9231 | 1.3822 | -0.64112 | 4.8102 | -1.8652 | 3.3999 | 6.2692 | -1.3338 | 0.31635 | 4.192 | 3.9141 | 4.3107 | 11.0043 | 6.8931 | 12.5846 | 7.7971 |  | 4.1607 | 6.8996 | 0.41899 | 4.5897 | 5.4167 | 7.607 | 5.4718 | 7.0132 | 9.2132 | 5.7268 | 9.0194 | 7.1243 | 3.7754 | 8.6013 | 3.724 | 4.4802 | 9.7624 | 8.5347 | 7.1551 | 2.4979 | 5.8189 | 3.5483 | -0.80306 | 4.7555 | 7.4139 | 2.9786 | 5.3128 | 4.4068 | 4.8383 | 7.1746 | 7.3195 | 6.7191 | 9.3114 | 8.7726 | 6.6559 | 9.0795 | 2.4003 | -1.5865 | 3.158 | 1.3269 | -0.90348 | 3.9964 | 2.4279 | 9.9771 | 7.1056 | 4.8076 | 0.28654 | 5.7693 | 12.2899 | 11.1362 | 12.5904 | 12.3474 | 14.3107 | 14.0635 | 10.8895 | 11.5516 | 11.56 | 11.0592 | 10.9074 | 11.2338 | 9.2877 | 12.1412 | 12.0825 | 12.5034 | 12.8938 | 9.9817 | 11.5561 | 11.5913 | 12.7533 | 11.7883 | 11.9159 | 12.0794 | 12.3571 | 10.8361 | 13.4883 | 12.4976 | 11.9334 | 12.5651 | 9.5053 | 10.0237 | 9.96 | 9.1214 | 10.4052 | 10.4014 | 7.3504 | 5.5506 | 9.8727 | 7.6302 | 9.3561 | 10.4753 | 8.4051 | 10.9817 | 9.4732 | 9.1901 | 8.2742 | 7.5909 | 9.0813 | 10.2267 | 10.0895 | 10.0218 | 9.1326 | 9.6436
50% | 14.2937 | 13.2787 | 12.7006 | 13.46 | 14.3522 | 14.1756 | 16.8938 | 13.5581 | 16.0717 | 14.4898 | 14.7016 | 11.8282 | 9.7242 | 12.3413 | 14.776 | 12.6939 |  |  | 13.1886 | 15.6366 | 14.2864 | 13.8009 | 15.0984 | 15.2115 | 14.6292 | 11.8197 | 10.2073 | 12.4461 | 14.1895 | 13.9346 | 14.1248 | 16.1947 | 15.8379 | 16.1535 | 14.1067 | 17.5468 | 12.0677 | 13.0806 | 13.8381 | 13.5948 | 14.3514 | 11.7432 | 11.6752 | 12.9905 | 12.2776 | 12.613 | 11.111 | 12.2028 | 12.4779 | 13.5101 | 13.0977 | 11.9406 | 11.2522 | 13.2571 | 8.8439 | 5.123 | 7.6813 | 9.2421 | 6.2777 | 8.8475 | 6.9404 | 8.0394 | 9.2526 | 8.2378 | 10.0458 |  | 6.5324 | 9.8255 | 8.0341 | 9.5898 | 9.4045 | 8.8995 | 9.1212 | 8.0627 | 6.5065 | 4.3637 | 9.9341 | 7.2392 | 11.4014 | 11.1684 | 11.3872 | 10.6367 | 9.0215 |  | 4.9604 | 8.5018 | 9.2103 | 9.8706 | 10.8218 | 11.2922 | 9.9728 | 8.1384 | 9.4085 | 9.4373 | 11.6002 | 10.7475 | 3.0114 | 6.9145 | 4.1294 | 7.0651 | 7.996 | 5.3732 | 4.2827 | 7.5083 | 5.9022 | 3.9112 | 6.4853 | 6.6369 | 2.265 | 3.5137 | 4.029 | 0.50255 | 0.93664 | 5.2355 | 5.7767 | 8.9992 | 4.0089 | 4.1355 | 6.3519 | 3.0535 | 1.6045 | 2.0001 | 0.093108 | 3.1296 | 5.0424 | 3.9618 | 3.0828 | 5.7922 | 5.7119 | 9.6976 | 4.7609 | 7.3898 | 2.3356 | 3.7654 | 1.0969 | 2.9372 | 4.4499 | 4.955 | 7.2708 | 8.5341 | 9.5564 | 8.7552 | 10.2014 | 6.2179 | -1.2601 | 3.3684 | 2.7711 | 1.3499 | 1.197 | 4.3773 | 4.5784 | 3.6562 | 5.8897 | 6.2912 | 2.6769 | 6.1789 | 0.76965 | 1.7278 | 4.1869 | 1.6279 | 0.15725 | 5.1194 | 14.1859 | 15.727 | 15.6776 | 16.8121 | 15.8851 | 16.0339 | 12.4738 | 10.8499 | 13.6335 | 12.7421 | 9.0781 | 13.1093 | 15.039 | 14.0463 | 13.8663 | 15.7776 | 12.1242 | 15.5817 | 15.9782 | 15.383 | 14.88 | 14.731 | 12.619 | 12.8062 | 14.3903 | 12.5834 | 12.7164 | 11.7001 | 14.4004 | 12.7356 | 13.1222 | 11.3208 | 12.7073 | 11.7061 | 12.2549 | 12.521 | 14.3108 | 14.1227 | 14.7025 | 15.3939 | 14.0368 | 11.0859 | 13.4924 | 12.0324 | 12.8152 | 11.1768 | 10.5739 | 10.1761 | 14.6878 | 13.8672 | 13.9436 | 12.575 | 14.4604 | 14.8986 | 7.4504 | 9.52 | 8.919 | 10.6983 | 9.3421 | 13.5983 | 11.7081 | 12.1043 | 9.3936 | 9.6357 | 10.7065 | 12.0081 | 11.2856 | 10.3752 | 9.6202 | 10.9224 | 12.486 | 13.1175 | 11.1768 | 11.5522 | 10.7273 | 9.6897 | 12.9226 | 13.1171 | 10.3774 | 9.827 | 9.4365 | 10.438 | 10.2402 | 11.9929 | 13.2866 | 12.0498 | 12.7168 | 9.839 | 11.8482 | 12.6384 | 12.8006 | 15.2736 | 11.4088 | 13.1256 | 11.2285 | 13.1277 | 9.2005 | 11.4032 | 10.89 | 12.4878 | 11.0216 | 13.4339 | 13.1289 | 12.5096 | 11.3384 | 14.7279 | 12.7779 | 11.516 | 8.9311 | 9.5357 | 10.9518 | 9.6017 | 7.6908 | 10.412 | 9.6217 | 10.926 | 9.7994 | 9.2767 | 8.0503 | 7.6626 | 12.0755 | 9.1171 | 11.4484 | 11.894 | 12.7451 | 13.3374 | 11.5934 | 8.0838 | 9.7036 | 11.2156 | 11.1762 | 12.1962 | 10.6374 | 11.5014 | 10.8239 | 11.4066 | 9.8708 | 11.7988 | 12.8847 | 13.5083 | 12.4123 | 14.3836 | 12.9301 | 13.1799 | 11.4587 | 12.2412 | 11.6166 | 12.9852 | 11.3661 | 10.2664 | 9.8784 | 11.6668 | 10.1325 | 10.9728 | 10.9514 | 10.809 | 12.7148 | 11.8266 | 10.4107 | 9.8056 | 11.3315 | 11.2331 | 5.0546 | 2.1069 | 6.823 | 2.922 | 6.4014 | 0.8774 | 4.0227 | 1.8244 | -0.094582 | 5.4745 | 2.7731 | 5.1603 | -5.7343 | 2.959 | -1.3546 | 2.2624 | 1.215 | 3.326 | -4.3658 | -0.35065 | 2.137 | 3.0716 |  |  | 8.1978 | 10.651 | 6.9642 | 4.8607 | 5.0312 | 7.0986 | 4.2952 | 2.939 | 4.9749 | 5.6634 | 7.103 | 3.2616 | -0.78698 | 1.9484 | 2.57 | -0.95163 | 1.3001 | 4.6739 | 0.56429 | 0.57357 | 0.69811 | 2.162 | 0.66521 | 2.2773 | -1.3207 | -4.9286 | 3.5201 | 5.396 | 0.69408 | 4.3541 | 0.96001 | 2.7074 | 5.0176 | 1.2354 | -0.53785 | 3.7875 | 1.4067 | 2.707 | 5.1261 | 2.9128 | -0.055221 | 3.1119 | -0.94786 | -0.45593 | 4.6484 | 1.4738 | 4.8875 | 3.2492 | 5.9761 | 2.9474 | 5.0711 | 3.9698 | 5.5596 | 2.9763 | 7.281 | -0.01829 | 1.1119 | 6.5711 | 8.6381 | 6.9077 | 4.7089 | 2.3901 | 4.4132 | 7.138 | 8.5383 | 6.9042 | -0.46292 | 7.5603 | 5.6368 | 5.1801 | 8.1431 | 7.4043 | -0.13898 | 2.3767 | 0.063061 | -2.4438 | 3.3209 | -3.7956 | 1.7338 | 4.9278 | -3.3115 | -1.439 | 2.485 | 2.6299 | 2.614 | 9.7623 | 5.2895 | 11.1509 | 6.0854 |  | 2.0622 | 5.2615 | -1.6242 | 2.5486 | 3.3293 | 6.158 | 3.5873 | 5.976 | 7.5953 | 4.2589 | 7.4554 | 6.0207 | 1.8857 | 6.6907 | 1.4472 | 2.2884 | 8.2251 | 7.2607 | 5.0118 | 0.54925 | 4.3983 | 1.3265 | -3.1575 | 2.7296 | 5.5856 | 0.85127 | 3.4411 | 2.7904 | 3.4242 | 5.5873 | 6.2565 | 4.9061 | 7.4623 | 6.3937 | 4.8517 | 7.241 | 0.21091 | -3.7771 | 0.93862 | -0.88383 | -3.18 | 2.1056 | 0.63174 | 8.1306 | 6.0737 | 2.8048 | -2.1095 | 3.8528 | 11.3086 | 10.4262 | 11.8955 | 11.7273 | 13.8542 | 13.3029 | 10.0374 | 10.387 | 10.7234 | 10.2034 | 9.8796 | 10.3473 | 7.9917 | 10.9616 | 11.2012 | 11.7914 | 11.7182 | 9.0653 | 10.7653 | 10.6921 | 12.0526 | 10.7373 | 10.9031 | 11.1686 | 11.6344 | 9.9311 | 12.9638 | 11.5955 | 10.8322 | 11.5546 | 8.5466 | 8.8866 | 8.755 | 7.934 | 9.6202 | 9.534 | 5.7862 | 3.9886 | 8.5199 | 5.9988 | 8.2003 | 9.3167 | 7.0586 | 9.6428 | 7.9235 | 8.1818 | 7.022 | 6.0892 | 7.807 | 8.7708 | 9.0655 | 9.1803 | 8.2828 | 8.9882
51% | 13.2853 | 12.2575 | 12.5953 | 12.8598 | 13.6041 | 13.3813 | 16.635 | 12.202 | 15.4798 | 13.43 | 13.8471 | 11.1209 | 8.2701 | 11.3318 | 14.5075 | 11.6409 |  |  | 12.1474 | 14.8023 | 13.2552 | 12.5922 | 14.0523 | 14.0827 | 13.8635 | 11.1349 | 9.5995 | 11.5617 | 13.2273 | 12.9597 | 13.0434 | 15.0319 | 14.8296 | 15.6882 | 12.9244 | 16.8567 | 10.8103 | 11.9911 | 12.814 | 12.1869 | 13.4019 | 10.6175 | 10.4081 | 11.9636 | 10.9741 | 11.4983 | 9.6643 | 10.819 | 11.6246 | 12.4784 | 12.148 | 10.6733 | 9.7914 | 12.3704 | 7.2695 | 3.3913 | 6.8612 | 7.9679 | 4.9574 | 8.0364 | 5.7827 | 6.7618 | 8.414 | 7.011 | 8.7528 |  | 5.1687 | 9.0404 | 6.8899 | 8.5694 | 8.2365 | 8.0096 | 8.1019 | 6.7971 | 4.8704 | 2.4829 | 8.5945 | 5.4967 | 10.9883 | 10.1667 | 10.6115 | 9.6229 | 7.8833 |  | 3.3905 | 7.5173 | 8.057 | 8.5688 | 9.8803 | 10.4395 | 8.5177 | 6.7667 | 8.3369 | 8.8612 | 10.459 | 9.5995 | 1.357 | 5.5352 | 2.5137 | 5.4182 | 6.6954 | 4.065 | 2.9727 | 5.9458 | 4.3558 | 2.2639 | 4.7164 | 5.063 | 0.16185 | 0.90571 | 1.5218 | -2.1775 | -1.4443 | 2.8031 | 4.0655 | 6.9483 | 1.6558 | 1.9092 | 4.2334 | 0.92352 | -0.74121 | -0.44051 | -2.4881 | 0.94126 | 2.5828 | 1.8816 | 1.0117 | 3.439 | 3.2647 | 7.816 | 2.2287 | 5.1871 | -0.46076 | 1.3968 | -1.4309 | 0.38756 | 2.0857 | 2.4297 | 5.089 | 6.5394 | 7.1778 | 6.9673 | 8.4477 | 4.6228 | -3.7972 | 0.7738 | 0.63504 | -1.3846 | -1.4227 | 2.1096 | 2.2423 | 1.2588 | 4.0771 | 4.1062 | 0.50091 | 4.2771 | -2.3047 | -0.72651 | 1.7625 | -0.83374 | -2.5418 | 3.0608 | 13.0692 | 14.5089 | 14.6946 | 15.966 | 14.9857 | 15.0587 | 11.4422 | 9.2118 | 12.5328 | 11.5748 | 6.8731 | 11.9433 | 13.997 | 12.8137 | 12.9231 | 14.8197 | 10.4757 | 14.7307 | 15.0057 | 14.6254 | 13.56 | 13.513 | 11.2842 | 11.8009 | 13.7233 | 11.2132 | 11.6733 | 10.3621 | 13.5951 | 11.472 | 12.2719 | 10.403 | 11.8623 | 10.4916 | 11.2897 | 11.1427 | 13.3089 | 12.919 | 14.2408 | 14.7631 | 13.214 | 9.7143 | 12.4652 | 11.151 | 11.7429 | 9.8305 | 9.1902 | 8.5931 | 13.9 | 12.5898 | 12.7865 | 11.4987 | 13.5086 | 13.7628 | 4.9814 | 7.3575 | 6.6784 | 8.6859 | 7.2892 | 12.108 | 10.1751 | 10.7212 | 7.4006 | 8.0688 | 9.4461 | 10.4361 | 9.8888 | 8.9584 | 7.7637 | 9.2445 | 11.2406 | 11.7381 | 9.7441 | 10.3879 | 9.0613 | 7.8023 | 11.4426 | 11.7237 | 8.5882 | 7.9489 | 7.1579 | 8.7684 | 8.5311 | 10.2943 | 12.0271 | 10.9312 | 11.6021 | 8.1216 | 10.5668 | 11.4318 | 11.391 | 14.2334 | 10.1118 | 11.8301 | 9.3171 | 11.4746 | 7.3023 | 9.6665 | 8.8745 | 10.935 | 9.1197 | 11.51 | 11.3222 | 11.0826 | 9.4247 | 13.2895 | 11.1554 | 10.2758 | 8.0278 | 8.2934 | 9.8261 | 8.2643 | 6.0091 | 9.2301 | 8.536 | 9.9072 | 8.5562 | 8.1701 | 6.7917 | 6.4962 | 10.8872 | 7.7436 | 10.2539 | 10.7761 | 11.4169 | 12.3278 | 10.6579 | 6.2005 | 8.1967 | 9.7968 | 10.1053 | 11.2615 | 9.4171 | 10.599 | 9.5676 | 10.2097 | 8.7389 | 10.7709 | 11.8081 | 12.3437 | 11.3467 | 13.5229 | 11.6934 | 12.2633 | 10.4572 | 11.1575 | 10.2172 | 11.8697 | 9.8394 | 8.8618 | 8.3653 | 10.535 | 8.7424 | 9.713 | 9.759 | 9.1769 | 11.3898 | 10.7136 | 9.1078 | 8.7119 | 10.2914 | 9.9451 | 3.3594 | 0.11004 | 5.2492 | 1.2422 | 4.7057 | -0.7141 | 1.4955 | -0.33579 | -2.8898 | 3.909 | 1.0008 | 3.6895 | -8.9864 | 1.5327 | -3.7963 | 0.3052 | -0.70325 | 1.6337 | -6.4367 | -2.3688 | 0.63142 | 1.3598 |  |  | 6.8957 | 9.4019 | 5.2905 | 2.6621 | 3.042 | 5.4213 | 2.7263 | 1.6238 | 3.0716 | 4.4313 | 5.913 | 1.4322 | -3.0137 | -0.14591 | 0.46382 | -3.2923 | -1.234 | 2.7513 | -1.3934 | -1.7447 | -1.3215 | 0.42298 | -1.79 | 0.33065 | -3.7671 | -7.6253 | 1.4185 | 3.6181 | -1.4471 | 2.4844 | -0.78704 | 0.3689 | 3.2846 | -0.62039 | -2.7052 | 2.1545 | -0.52953 | 0.40643 | 3.2859 | 1.3156 | -1.9671 | 1.2347 | -3.549 | -2.683 | 2.6563 | -0.94071 | 3.0366 | 1.0737 | 3.9546 | 1.0325 | 2.9231 | 1.6932 | 4.0609 | 1.2068 | 5.747 | -2.0901 | -1.1643 | 4.6474 | 7.212 | 5.2923 | 2.4239 | 0.10085 | 2.2847 | 5.282 | 6.9266 | 4.6348 | -3.1775 | 5.7209 | 3.2475 | 3.3241 | 6.3331 | 5.5963 | -1.9543 | 0.7315 | -1.7378 | -4.2947 | 1.777 | -5.9218 | -0.24225 | 3.1226 | -5.3932 | -3.7317 | 0.74935 | 1.0716 | 0.57538 | 8.4547 | 3.5479 | 10.0769 | 4.605 |  | 0.026021 | 3.4311 | -3.804 | 0.3217 | 1.066 | 4.3378 | 1.8207 | 3.9938 | 5.8229 | 2.5875 | 5.8395 | 4.0742 | -0.51054 | 4.5908 | -0.48849 | -0.062329 | 6.4971 | 5.4226 | 2.6471 | -1.3768 | 2.7782 | -1.0903 | -5.5231 | 0.5544 | 3.5789 | -1.4058 | 1.436 | 0.60839 | 1.7357 | 4.3515 | 3.7524 | 2.8579 | 5.4227 | 4.4378 | 2.9022 | 5.0509 | -2.0593 | -6.185 | -0.75028 | -2.9304 | -5.4325 | 0.60737 | -1.5523 | 6.6283 | 3.7905 | 0.50717 | -4.5292 | 1.3838 | 10.2144 | 9.6326 | 10.8376 | 10.8928 | 13.323 | 12.3833 | 8.8416 | 9.0562 | 9.7015 | 9.2235 | 8.5923 | 9.3897 | 6.8265 | 9.5377 | 10.013 | 10.7035 | 10.3174 | 7.9794 | 9.7748 | 9.5428 | 11.1758 | 9.6187 | 9.6763 | 10.1154 | 10.7495 | 8.5676 | 12.079 | 10.5835 | 9.4383 | 10.2293 | 7.2666 | 7.6141 | 7.3409 | 6.5061 | 8.4909 | 8.4892 | 3.8811 | 2.291 | 7.0382 | 4.1572 | 6.7118 | 7.9907 | 5.4613 | 8.058 | 6.4658 | 7.028 | 5.3943 | 4.3959 | 6.3753 | 7.2384 | 7.8321 | 8.0372 | 7.2517 | 7.9308
52% | 12.8045 | 11.4125 | 11.2336 | 11.7095 | 13.2531 | 12.5098 | 16.0864 | 10.4481 | 14.4836 | 12.2746 | 12.5324 | 9.9677 | 6.8579 | 10.0246 | 13.6289 | 10.6603 |  |  | 10.7609 | 13.5465 | 12.0465 | 11.1447 | 12.8528 | 12.9635 | 12.8204 | 9.62 | 8.2265 | 10.5131 | 12.0796 | 11.7624 | 11.9406 | 13.6997 | 13.4686 | 14.7599 | 11.8489 | 16.196 | 9.3091 | 10.3896 | 11.7096 | 10.6597 | 12.0707 | 9.2758 | 8.5364 | 10.9032 | 9.2619 | 10.4641 | 8.0987 | 9.2451 | 10.6476 | 10.9567 | 11.055 | 9.3766 | 8.469 | 11.2978 | 5.7326 | 1.4648 | 5.7341 | 6.5733 | 3.0316 | 6.6234 | 4.4565 | 5.8847 | 7.4913 | 5.5783 | 7.8653 |  | 3.5814 | 7.9947 | 5.4029 | 7.2058 | 6.7707 | 6.6643 | 6.743 | 5.4248 | 2.918 | 0.85493 | 7.3684 | 3.6626 | 9.7925 | 9.4122 | 9.5222 | 8.1136 | 6.5711 |  | 1.803 | 5.8892 | 6.7246 | 7.5113 | 8.949 | 9.4176 | 7.1326 | 5.3164 | 7.3259 | 7.608 | 9.4027 | 8.1518 | -0.58595 | 3.5974 | 0.68695 | 3.5803 | 4.7302 | 2.2529 | 1.4228 | 4.238 | 2.5799 | 0.48738 | 2.8308 | 3.344 | -2.3527 | -1.9835 | -1.2412 | -5.0446 | -4.2223 | 0.27529 | 2.0988 | 4.4291 | -1.0515 | -0.66297 | 2.1727 | -1.4952 | -3.3589 | -3.1922 | -5.3573 | -1.1937 | -0.10022 | -0.52519 | -1.6668 | 0.71403 | 0.44564 | 5.6315 | -0.72494 | 2.5746 | -3.4785 | -1.4493 | -4.1247 | -2.3979 | -0.53529 | -0.37889 | 2.607 | 4.1684 | 4.7828 | 4.9988 | 6.1391 | 2.583 | -6.5504 | -2.0656 | -1.8655 | -4.3681 | -4.3879 | -0.40812 | -0.40757 | -1.3764 | 1.7712 | 1.4324 | -2.1866 | 1.9667 | -5.7333 | -3.4991 | -0.86561 | -3.572 | -5.4876 | 0.54363 | 11.4285 | 13.0892 | 13.1901 | 14.4403 | 13.7818 | 13.7696 | 10.1183 | 7.2102 | 10.9144 | 10.3576 | 4.8521 | 10.5078 | 13.136 | 11.2736 | 11.3298 | 13.2475 | 8.4472 | 13.5729 | 13.6535 | 13.5623 | 11.8641 | 11.969 | 9.6715 | 10.2147 | 12.6626 | 9.6389 | 10.0605 | 8.7159 | 12.6556 | 10.0874 | 10.8977 | 8.8033 | 10.7585 | 8.9355 | 10.1671 | 9.784 | 12.028 | 11.7801 | 13.5949 | 13.4875 | 11.9977 | 7.8509 | 11.0057 | 10.1157 | 10.4137 | 8.1299 | 7.4809 | 6.8272 | 12.5267 | 10.8642 | 11.2574 | 9.7258 | 11.6417 | 12.3432 | 2.1726 | 4.822 | 4.1274 | 6.2134 | 4.9117 | 10.1909 | 8.3273 | 8.8321 | 5.2781 | 5.9717 | 7.6188 | 8.608 | 8.1185 | 7.1241 | 5.5588 | 7.3265 | 9.7016 | 10.0903 | 7.9176 | 8.6003 | 7.2323 | 5.5178 | 9.5965 | 9.8801 | 6.3882 | 5.5059 | 4.6978 | 6.6188 | 6.5603 | 8.2475 | 10.5539 | 9.4887 | 10.094 | 5.9583 | 8.6928 | 10.0703 | 9.6108 | 12.782 | 8.4047 | 10.0796 | 6.9768 | 9.4319 | 4.9923 | 7.5326 | 6.1346 | 8.8701 | 6.7213 | 9.3764 | 9.379 | 9.307 | 7.2909 | 11.7619 | 9.249 | 8.6671 | 6.9227 | 6.9281 | 8.4896 | 6.6307 | 4.0078 | 8.051 | 7.3067 | 8.5862 | 6.9402 | 6.7794 | 5.3667 | 5.0249 | 9.6994 | 6.1789 | 8.8244 | 9.5055 | 9.6881 | 11.2831 | 9.4566 | 4.0732 | 6.3778 | 8.0351 | 8.4466 | 9.9002 | 7.7497 | 9.4485 | 8.3032 | 8.6818 | 7.4819 | 9.5998 | 10.3937 | 11.0861 | 10.0782 | 12.3179 | 10.2794 | 10.9873 | 9.1123 | 9.8496 | 8.5986 | 10.5166 | 8.0949 | 7.1848 | 6.3641 | 8.9049 | 7.0322 | 8.0543 | 8.1223 | 7.184 | 10.0226 | 9.1755 | 7.7557 | 7.3953 | 8.9651 | 8.544 | 1.2239 | -2.2784 | 3.3155 | -0.75035 | 2.6851 | -2.9369 | -1.0708 | -2.977 | -5.8323 | 1.6194 | -1.3551 | 1.9444 | -12.3841 | -0.53622 | -6.6272 | -2.1816 | -2.7011 | -0.61245 | -8.7026 | -4.7268 | -1.2536 | -0.57728 |  |  | 4.9562 | 7.755 | 3.4296 | -0.059157 | 0.80395 | 3.2907 | 0.9683 | -0.0049382 | 0.83722 | 2.7141 | 4.3862 | -0.73056 | -5.5058 | -2.5238 | -1.8418 | -5.9159 | -4.1111 | 0.52698 | -3.6528 | -4.3349 | -3.6488 | -1.6342 | -4.6308 | -1.9718 | -6.6152 | -10.479 | -0.99172 | 1.4702 | -3.8551 | 0.30658 | -3.074 | -1.9839 | 1.0553 | -2.9692 | -5.1996 | 0.12205 | -2.8358 | -1.8637 | 1.0077 | -0.59601 | -4.2985 | -0.90499 | -6.517 | -5.3748 | 0.33985 | -3.6268 | 0.45711 | -1.4452 | 1.6156 | -1.0094 | 0.53952 | -0.57373 | 2.0209 | -0.69632 | 4.5575 | -4.5171 | -3.7419 | 2.5842 | 5.4639 | 3.6443 | -0.16107 | -2.4422 | -0.032027 | 2.7417 | 4.4465 | 2.6511 | -6.0375 | 3.4879 | 0.69353 | 1.0259 | 4.0299 | 3.4043 | -4.5971 | -1.4737 | -3.6533 | -6.7961 | -0.39093 | -8.4153 | -2.5271 | 1.2928 | -7.7715 | -6.2283 | -1.3652 | -0.74971 | -1.5927 | 6.7096 | 1.6391 | 8.411 | 2.6628 |  | -2.3747 | 1.8794 | -5.9281 | -1.9422 | -1.1146 | 2.4289 | -0.10468 | 2.2175 | 4.5377 | 0.45044 | 4.1224 | 2.2747 | -2.8482 | 2.2347 | -2.942 | -2.1313 | 4.6694 | 3.5764 | 0.16063 | -3.3737 | 1.1601 | -3.5216 | -7.426 | -1.5337 | 1.5427 | -3.7536 | -0.95278 | -1.5141 | -0.027908 | 2.5157 | 1.3928 | 0.44974 | 2.9783 | 1.7243 | 0.56923 | 3.0346 | -4.432 | -8.5421 | -3.1564 | -5.2623 | -7.7249 | -1.3881 | -3.7895 | 4.458 | 1.3932 | -1.8504 | -7.115 | -1.232 | 8.9074 | 8.5856 | 9.9357 | 9.9958 | 12.6394 | 11.3851 | 7.4537 | 7.515 | 8.4144 | 7.9753 | 7.2921 | 8.2456 | 5.1939 | 7.8327 | 8.4512 | 9.7173 | 8.6292 | 6.6303 | 8.6155 | 8.0389 | 10.0651 | 8.1969 | 8.2161 | 8.915 | 9.6511 | 7.0765 | 11.2931 | 9.3432 | 7.8418 | 8.7581 | 5.8495 | 6.0575 | 5.5456 | 4.7473 | 7.2721 | 7.156 | 1.8972 | 0.26755 | 5.5547 | 2.0807 | 5.3115 | 6.3685 | 3.6552 | 6.3417 | 4.6037 | 5.529 | 3.8018 | 2.6401 | 4.7008 | 5.3375 | 6.3636 | 6.8271 | 5.9333 | 6.8296
53% | 11.325 | 10.1878 | 9.8997 | 10.3437 | 12.0131 | 11.149 | 14.9597 | 8.8296 | 13.2263 | 10.9198 | 11.0822 | 9.3157 | 5.2731 | 8.7616 | 12.4863 | 9.0914 |  |  | 8.9556 | 11.8969 | 10.6642 | 9.6005 | 11.2511 | 11.2698 | 11.5806 | 7.9097 | 6.7585 | 9.2048 | 10.7928 | 10.4209 | 10.2718 | 12.2567 | 11.8307 | 13.496 | 10.5264 | 15.0471 | 7.8429 | 8.6048 | 10.2941 | 8.9028 | 10.6924 | 7.4471 | 6.4917 | 9.5462 | 7.5346 | 8.8922 | 6.7254 | 7.8933 | 9.3181 | 9.3736 | 9.5628 | 8.205 | 6.6943 | 9.8401 | 3.7474 | -0.6141 | 4.52 | 5.2598 | 1.0071 | 5.2662 | 2.9306 | 4.1772 | 6.0741 | 4.2589 | 6.2442 |  | 1.8706 | 6.5473 | 3.8106 | 5.5153 | 5.3859 | 5.4585 | 5.2304 | 4.13 | 0.80679 | -1.4421 | 5.8089 | 1.7098 | 8.7363 | 8.1422 | 8.402 | 6.4048 | 4.9426 |  | 0.12283 | 4.2321 | 5.6006 | 5.7495 | 7.4629 | 8.2149 | 5.3293 | 4.0013 | 5.8682 | 6.2582 | 7.9326 | 6.6551 | -2.6943 | 1.6196 | -1.3294 | 1.6436 | 2.6012 | 0.49057 | -0.41189 | 2.3947 | 0.83164 | -1.2171 | 1.014 | 1.5099 | -5.377 | -4.8768 | -4.2642 | -8.132 | -7.3066 | -2.563 | -0.36848 | 1.7269 | -4.142 | -3.5033 | -0.58848 | -4.0786 | -6.3258 | -6.2262 | -8.5149 | -3.8679 | -2.889 | -3.2504 | -4.5345 | -2.2719 | -2.7342 | 3.2028 | -3.8824 | -0.29838 | -6.6858 | -4.6581 | -6.8931 | -5.4345 | -3.5554 | -3.4608 | -0.069316 | 1.6929 | 1.9885 | 2.601 | 3.5982 | 0.2749 | -9.4892 | -5.2058 | -4.7521 | -7.444 | -7.5867 | -3.159 | -3.2604 | -4.1637 | -0.74767 | -1.4667 | -5.1488 | -0.61106 | -9.5177 | -6.5403 | -3.7004 | -6.468 | -8.5215 | -2.1855 | 9.685 | 11.7636 | 11.2226 | 12.6284 | 12.0027 | 11.9879 | 8.2998 | 5.0642 | 9.2557 | 8.6799 | 2.6445 | 8.4424 | 11.5594 | 9.7374 | 9.6639 | 11.5917 | 6.1073 | 12.6704 | 12.0671 | 12.2749 | 10.3038 | 10.2529 | 7.7741 | 8.5589 | 11.4847 | 8.0066 | 8.4048 | 6.7489 | 11.634 | 8.1904 | 9.3615 | 7.0444 | 9.343 | 7.7055 | 8.5353 | 8.0874 | 10.4135 | 9.9763 | 12.6317 | 12.2135 | 10.3916 | 5.7161 | 9.5465 | 8.9247 | 8.6629 | 6.0032 | 5.4989 | 4.621 | 10.9695 | 8.9019 | 9.4807 | 7.5474 | 9.6346 | 10.5198 | -0.9855 | 1.9318 | 1.1521 | 3.3762 | 2.1734 | 7.907 | 5.7854 | 6.373 | 2.6096 | 3.5088 | 5.5232 | 6.2317 | 6.0291 | 4.9622 | 2.9928 | 4.8735 | 7.7178 | 8.0726 | 5.9005 | 6.3798 | 4.9455 | 2.8088 | 7.3374 | 7.5683 | 3.8312 | 2.7074 | 1.703 | 3.9889 | 4.3733 | 5.8188 | 8.5057 | 7.6907 | 8.0255 | 3.3563 | 6.4159 | 7.9028 | 7.4309 | 10.9739 | 6.287 | 8.0139 | 4.1759 | 6.9632 | 2.2864 | 4.9834 | 3.0363 | 6.5178 | 3.8392 | 6.6392 | 6.8091 | 7.0611 | 4.6396 | 9.617 | 6.8435 | 6.6407 | 5.6038 | 5.3553 | 6.9224 | 4.7074 | 1.6819 | 6.4748 | 5.8232 | 7.1543 | 5.0749 | 5.1489 | 3.6864 | 3.4933 | 8.1356 | 4.4306 | 7.3981 | 8.2594 | 8.0054 | 9.8053 | 8.2489 | 1.6325 | 4.3346 | 6.1872 | 6.6331 | 8.351 | 5.9149 | 8.021 | 6.5233 | 6.9608 | 5.859 | 8.1046 | 8.7386 | 9.5085 | 8.5051 | 10.8846 | 8.5086 | 9.5608 | 7.6819 | 8.1542 | 6.5391 | 8.8067 | 5.9435 | 5.2112 | 4.1785 | 7.1713 | 4.9746 | 6.1887 | 6.453 | 4.8651 | 8.0475 | 7.6357 | 6.029 | 5.7746 | 7.3683 | 7.0613 | -1.1322 | -4.95 | 1.14 | -3.0384 | 0.43059 | -5.2361 | -3.8875 | -5.7717 | -8.8762 | -1.0692 | -4.2126 | -0.25347 | -15.6144 | -2.8573 | -9.7282 | -4.9176 | -4.7946 | -3.07 | -11.0832 | -7.2933 | -3.2093 | -2.8211 |  |  | 2.6261 | 5.6863 | 1.2486 | -3.1185 | -1.8899 | 0.89959 | -1.4047 | -1.8828 | -1.1079 | 1.1356 | 2.4968 | -3.2387 | -8.2124 | -5.1907 | -4.3621 | -8.7543 | -7.2669 | -2.0037 | -6.2044 | -7.1449 | -6.2075 | -3.9682 | -7.7426 | -4.5863 | -9.4474 | -13.2391 | -3.7366 | -0.97511 | -6.4995 | -2.1442 | -5.5615 | -4.8692 | -1.6207 | -5.4765 | -7.9459 | -2.2713 | -5.5051 | -4.8168 | -1.6292 | -2.941 | -6.9606 | -3.483 | -9.5906 | -8.1261 | -2.2805 | -6.4589 | -2.4216 | -4.2992 | -0.96635 | -2.9879 | -2.1901 | -3.0446 | -0.32078 | -3.1332 | 2.483 | -7.2423 | -6.5861 | 0.21623 | 3.5352 | 1.699 | -3.0071 | -5.3811 | -2.5786 | -0.35881 | 1.5838 | -0.16519 | -8.8858 | 0.99763 | -2.1234 | -1.6576 | 1.4435 | 0.76085 | -7.2256 | -3.7235 | -5.9829 | -9.3602 | -2.5327 | -10.8524 | -5.1175 | -1.2794 | -9.9768 | -8.8744 | -3.8128 | -2.8515 | -3.8027 | 4.7675 | -0.68262 | 6.0993 | 0.39951 |  | -4.8811 | -0.081562 | -7.9626 | -4.2095 | -3.4603 | 0.27435 | -2.4798 | 0.17813 | 2.5758 | -1.7359 | 1.9637 | 0.31159 | -5.3129 | 0.24082 | -5.4589 | -4.405 | 2.1924 | 1.6297 | -2.2814 | -5.3773 | -0.47811 | -5.8668 | -9.5881 | -3.7427 | -1.0114 | -6.0938 | -3.4047 | -3.7205 | -2.0077 | 0.29846 | -1.1422 | -2.044 | 0.5395 | -1.1521 | -1.7299 | 1.0545 | -6.799 | -10.7147 | -5.6307 | -7.5414 | -9.9144 | -3.6092 | -6.1956 | 2.0747 | -1.0454 | -4.3332 | -9.3809 | -3.8193 | 7.5061 | 7.2182 | 8.7259 | 8.8829 | 11.7582 | 10.1857 | 5.9671 | 5.8254 | 7.0577 | 6.8124 | 5.5695 | 6.7633 | 3.1408 | 6.0642 | 6.4931 | 8.2589 | 6.7926 | 5.086 | 7.2865 | 6.3467 | 8.8032 | 6.6462 | 6.4158 | 7.3814 | 8.2479 | 5.4607 | 10.1591 | 7.6922 | 6.0825 | 6.9497 | 4.2337 | 4.1543 | 3.588 | 2.8418 | 5.6188 | 5.5359 | -0.47638 | -1.8197 | 3.7557 | -0.14062 | 3.5126 | 4.7091 | 1.6566 | 4.1953 | 2.6714 | 3.9844 | 2.2061 | 0.84383 | 2.8753 | 3.3553 | 4.7228 | 5.4613 | 4.5288 | 5.7184
54% | 9.836 | 8.5677 | 8.4001 | 8.7592 | 10.662 | 9.4513 | 13.9324 | 7.0789 | 11.564 | 9.3191 | 9.3874 | 7.895 | 3.5553 | 7.3631 | 11.1783 | 7.3183 |  |  | 6.978 | 9.945 | 9.1263 | 7.8232 | 9.1762 | 9.2444 | 10.0553 | 6.1056 | 5.059 | 7.9123 | 9.1883 | 9.1688 | 8.495 | 10.3189 | 10.1896 | 11.9418 | 8.8019 | 13.6069 | 6.2581 | 6.667 | 8.5914 | 7.003 | 9.1026 | 5.5241 | 4.5445 | 7.8093 | 5.6519 | 7.0844 | 4.838 | 6.3255 | 7.7867 | 7.7501 | 7.9302 | 6.3503 | 4.9461 | 8.3435 | 1.7066 | -2.721 | 3.1016 | 3.3857 | -1.1094 | 3.7679 | 1.1773 | 2.1489 | 4.5528 | 2.4027 | 4.4005 |  | 0.32187 | 5.2622 | 2.3828 | 3.7056 | 3.498 | 3.794 | 3.4711 | 2.3109 | -1.4023 | -3.6773 | 3.9032 | -0.41764 | 7.3195 | 6.9603 | 6.9147 | 4.2326 | 3.4515 |  | -1.7601 | 2.4904 | 4.1312 | 4.003 | 6.0177 | 6.6165 | 3.47 | 2.2116 | 4.3487 | 4.6249 | 6.0945 | 4.8477 | -4.8767 | -0.64194 | -3.5187 | -0.2791 | 0.35491 | -1.7062 | -2.3082 | 0.64417 | -1.1607 | -3.1102 | -1.2369 | -0.32608 | -8.5685 | -7.9516 | -7.58 | -11.4327 | -10.5289 | -5.5188 | -3.0471 | -1.1386 | -7.3645 | -6.5901 | -3.5627 | -6.7717 | -9.3497 | -9.4453 | -11.7793 | -6.7962 | -5.8849 | -6.1359 | -7.6431 | -5.6358 | -6.0053 | 0.60016 | -7.4459 | -3.4033 | -9.8541 | -7.9814 | -9.6133 | -8.6464 | -6.7141 | -6.7726 | -3.034 | -1.1631 | -0.95483 | 0.048082 | 0.95903 | -2.3945 | -12.5755 | -8.7017 | -7.8985 | -10.4881 | -10.782 | -6.1986 | -6.1889 | -7.2555 | -3.6162 | -4.6072 | -8.2673 | -3.461 | -13.2678 | -9.6941 | -7.0143 | -9.4144 | -11.4595 | -5.1499 | 7.4408 | 10.0014 | 9.0394 | 10.8021 | 10.0465 | 10.1035 | 6.6592 | 2.3383 | 7.0019 | 6.601 | 0.41614 | 6.3973 | 9.9948 | 8.4462 | 7.6942 | 9.6394 | 3.7326 | 10.8482 | 10.376 | 10.9127 | 8.155 | 8.2274 | 5.4484 | 6.6262 | 10.015 | 6.1466 | 6.2519 | 4.5825 | 9.7816 | 6.1102 | 7.5985 | 5.1379 | 7.7736 | 5.7451 | 6.9004 | 6.0605 | 8.8716 | 8.056 | 11.3227 | 10.3678 | 8.454 | 3.5189 | 7.4606 | 7.2495 | 6.524 | 3.7811 | 3.2433 | 2.0759 | 9.082 | 6.7661 | 7.232 | 5.2246 | 7.5149 | 8.3168 | -4.3726 | -1.1289 | -2.1008 | 0.27459 | -0.91865 | 5.1177 | 3.0938 | 3.8558 | -0.17533 | 0.99159 | 2.9318 | 3.7104 | 3.476 | 2.3862 | 0.12764 | 2.0949 | 5.3677 | 5.6807 | 3.3184 | 4.0007 | 2.2155 | -0.3079 | 4.6397 | 4.9009 | 0.88498 | -0.50827 | -1.5395 | 1.0396 | 2.0311 | 2.9553 | 6.1803 | 5.3225 | 5.5342 | 0.36039 | 3.7132 | 5.5072 | 5.0118 | 8.7521 | 3.8416 | 5.4545 | 0.96427 | 3.9964 | -0.74182 | 2.084 | -0.40683 | 3.7891 | 0.5662 | 3.5074 | 3.9789 | 4.5579 | 1.5707 | 6.9466 | 3.9846 | 4.1368 | 4.1486 | 3.4514 | 5.1067 | 2.5746 | -0.86172 | 4.7932 | 4.1081 | 5.2954 | 3.119 | 3.1638 | 1.781 | 1.6599 | 6.3158 | 2.3782 | 5.6584 | 6.4493 | 5.9122 | 8.2596 | 6.8156 | -0.96514 | 2.0106 | 4.0037 | 4.7026 | 6.6943 | 4.0462 | 6.4089 | 4.6494 | 4.7865 | 4.1725 | 6.3177 | 6.8132 | 7.6851 | 6.5439 | 8.9839 | 6.331 | 7.7122 | 5.8736 | 6.2801 | 4.111 | 6.8528 | 3.5192 | 3.061 | 1.6517 | 5.0758 | 2.7395 | 3.9267 | 4.3013 | 2.2364 | 5.9833 | 5.5405 | 3.8709 | 3.8051 | 5.7434 | 5.1551 | -3.7153 | -7.8357 | -1.3061 | -5.619 | -2.1125 | -7.8331 | -6.7376 | -8.6757 | -12.1086 | -3.9756 | -7.3349 | -2.6243 | -18.4484 | -5.2594 | -13.027 | -7.6466 | -7.2025 | -5.675 | -13.4817 | -10.1838 | -5.6028 | -5.3396 |  |  | -0.057201 | 3.1339 | -1.4427 | -6.5823 | -4.9588 | -1.9025 | -3.9603 | -3.9374 | -3.9849 | -1.0929 | 0.30609 | -6.0486 | -11.0305 | -8.1225 | -7.0696 | -11.5609 | -10.4057 | -4.7762 | -8.9734 | -10.1381 | -9.0006 | -6.528 | -11.0789 | -7.4275 | -12.4881 | -16.2308 | -6.6956 | -3.692 | -9.2726 | -4.8001 | -8.2095 | -8.0361 | -4.6014 | -8.437 | -10.8818 | -4.936 | -8.2996 | -8.0091 | -4.5905 | -5.4834 | -9.8164 | -6.1737 | -12.6131 | -11.1482 | -5.1195 | -9.2473 | -5.5735 | -7.3356 | -3.7252 | -5.4801 | -5.2792 | -5.5694 | -3.0501 | -5.6203 | 0.40375 | -9.9488 | -9.6697 | -2.4982 | 1.266 | -0.70207 | -6.0987 | -8.6395 | -5.4526 | -3.632 | -1.6355 | -3.2065 | -11.7668 | -1.8652 | -5.2152 | -4.5634 | -1.5632 | -2.1415 | -10.0496 | -6.1558 | -8.7293 | -11.972 | -5.0913 | -13.3199 | -7.9441 | -3.9869 | -12.6135 | -11.6643 | -6.4613 | -5.2487 | -6.0069 | 2.7025 | -3.0416 | 3.7451 | -1.936 |  | -7.2691 | -2.155 | -9.7675 | -6.378 | -5.9002 | -1.9533 | -4.8704 | -2.0184 | 0.30082 | -4.1135 | -0.18438 | -1.8037 | -7.7479 | -2.2244 | -7.8843 | -6.6521 | -0.2274 | -0.7342 | -4.7574 | -7.3029 | -2.0149 | -8.0853 | -11.6957 | -5.9406 | -3.5782 | -8.353 | -5.8227 | -5.9418 | -3.9654 | -2.0714 | -3.7473 | -4.7995 | -2.1275 | -4.0096 | -4.0004 | -1.3773 | -9.1028 | -12.6852 | -7.9834 | -9.7065 | -11.9881 | -5.8104 | -8.3495 | -0.35895 | -3.6842 | -6.8543 | -11.5629 | -6.5711 | 5.8403 | 5.8187 | 7.4164 | 7.7309 | 10.6235 | 8.782 | 4.0829 | 3.8035 | 5.2781 | 5.2455 | 3.7202 | 5.0055 | 1.1718 | 4.0125 | 4.1311 | 6.7127 | 4.6988 | 3.3633 | 5.6035 | 4.4152 | 7.2669 | 4.9971 | 4.5172 | 5.6856 | 6.7111 | 3.6143 | 8.8806 | 5.7434 | 4.0885 | 5.3096 | 2.3064 | 2.0741 | 1.27 | 0.62457 | 3.9183 | 3.6968 | -2.9816 | -4.0537 | 1.8376 | -2.4873 | 1.6448 | 2.6866 | -0.21385 | 2.0719 | 0.65235 | 2.2223 | 0.25339 | -1.1573 | 0.89539 | 1.1989 | 3.1752 | 3.7897 | 3.3914 | 4.6229
55% | 8.1787 | 6.9143 | 6.7775 | 7.142 | 9.2464 | 7.6573 | 12.5776 | 5.0223 | 9.7468 | 7.8381 | 7.6773 | 6.493 | 1.8531 | 5.6083 | 10.0655 | 5.6965 |  |  | 4.7846 | 7.7858 | 7.1237 | 5.9186 | 7.1392 | 7.1591 | 8.4535 | 4.07 | 3.2989 | 6.3932 | 7.3497 | 7.3753 | 6.6594 | 8.2473 | 8.1642 | 10.2284 | 7.2017 | 12.011 | 4.4159 | 4.7 | 6.8087 | 5.0873 | 7.2771 | 3.6738 | 2.5305 | 6.1328 | 3.7527 | 5.2794 | 3.0413 | 4.4555 | 6.2558 | 6.071 | 6.5527 | 4.4368 | 3.2496 | 6.5385 | -0.47695 | -4.8269 | 1.3102 | 1.4175 | -3.4291 | 1.9488 | -0.62465 | 0.19804 | 2.7999 | 0.39212 | 2.6674 |  | -1.6581 | 3.6156 | 0.62813 | 2.1116 | 1.6474 | 2.2646 | 1.6911 | 0.42796 | -3.7609 | -6.1237 | 1.8861 | -2.589 | 5.7234 | 5.4584 | 5.2462 | 2.0451 | 1.8885 |  | -3.5809 | 0.721 | 2.3571 | 2.0845 | 4.3713 | 4.8709 | 1.3606 | 0.33534 | 2.5774 | 2.8615 | 4.3115 | 2.933 | -6.9705 | -3.015 | -5.6846 | -2.524 | -1.9785 | -3.9131 | -4.3488 | -1.5371 | -3.2942 | -5.1302 | -3.5019 | -2.4753 | -12.0903 | -11.0949 | -11.0229 | -14.6192 | -13.7294 | -8.5054 | -5.8724 | -4.2078 | -10.8058 | -9.95 | -6.8853 | -9.4398 | -12.2318 | -12.6666 | -15.2166 | -9.6985 | -8.7722 | -9.2768 | -10.4048 | -8.9635 | -9.6327 | -2.0602 | -11.1099 | -6.6075 | -13.047 | -11.3511 | -12.0841 | -11.9148 | -9.9045 | -10.3893 | -6.1186 | -4.3055 | -4.0353 | -2.9302 | -2.1818 | -5.4027 | -15.4831 | -12.1305 | -11.1447 | -13.3231 | -14.0332 | -9.3734 | -9.1922 | -10.3999 | -6.7291 | -7.9006 | -11.4784 | -6.6333 | -16.974 | -12.8698 | -10.3546 | -12.3148 | -14.3179 | -8.214 | 5.1371 | 7.8642 | 6.9173 | 8.505 | 7.9072 | 8.1624 | 4.3772 | -0.33595 | 4.6546 | 4.7585 | -1.2456 | 4.0894 | 7.8384 | 6.4225 | 5.5671 | 7.4529 | 1.3541 | 8.8212 | 8.1515 | 9.0515 | 5.6858 | 5.865 | 3.1139 | 4.4169 | 8.199 | 4.1625 | 3.7136 | 2.136 | 7.7787 | 3.646 | 5.3843 | 2.8293 | 6.0788 | 3.5789 | 4.7692 | 3.7142 | 7.0586 | 6.207 | 9.7837 | 8.2903 | 6.2181 | 1.0169 | 5.1562 | 5.3049 | 4.1388 | 1.2762 | 0.74189 | -0.64203 | 6.9356 | 4.4227 | 4.8083 | 2.9269 | 5.5456 | 6.1608 | -7.8544 | -4.3347 | -5.497 | -3.0302 | -4.2086 | 1.9465 | -0.080182 | 0.86647 | -3.3467 | -2.1681 | -0.1043 | 0.75477 | 0.5293 | -0.47013 | -3.0303 | -1.0372 | 2.5367 | 2.9378 | 0.72179 | 1.1965 | -0.85102 | -3.6785 | 1.5375 | 1.7477 | -2.4114 | -3.9885 | -4.9596 | -2.2127 | -0.56853 | -0.2123 | 3.5588 | 2.4527 | 2.6375 | -2.9259 | 0.61876 | 2.5351 | 2.2988 | 6.1884 | 1.0199 | 2.3497 | -2.5828 | 0.63397 | -3.9897 | -1.1442 | -4.1385 | 0.68923 | -3.0613 | 0.077726 | 0.70609 | 1.6168 | -1.8159 | 3.9248 | 0.71747 | 1.2378 | 2.4854 | 1.3338 | 3.0713 | 0.25783 | -3.5963 | 2.8126 | 2.1944 | 2.9929 | 0.9053 | 1.0613 | -0.14694 | -0.30973 | 4.2735 | 0.19765 | 3.5275 | 4.5797 | 3.5448 | 6.2681 | 4.9994 | -3.673 | -0.52795 | 1.5218 | 2.3431 | 4.6056 | 1.718 | 4.5959 | 2.4693 | 2.384 | 2.1884 | 4.0595 | 4.5898 | 5.7159 | 4.2848 | 6.861 | 3.9837 | 5.5788 | 3.8706 | 4.0211 | 1.5415 | 4.5878 | 0.78762 | 0.69747 | -1.2858 | 2.9249 | 0.14614 | 1.4205 | 1.9317 | -0.76617 | 3.4334 | 3.2838 | 1.4977 | 1.7474 | 3.8087 | 2.9513 | -6.5032 | -10.637 | -3.9714 | -8.3993 | -4.8363 | -10.2272 | -9.5191 | -11.6909 | -15.1956 | -6.9943 | -10.432 | -5.4163 | -21.311 | -7.833 | -16.3377 | -10.6501 | -9.7225 | -8.4071 | -15.7752 | -13.0064 | -8.2426 | -8.0126 |  |  | -2.8425 | 0.13339 | -4.4257 | -10.5274 | -8.3111 | -5.1041 | -6.668 | -6.1791 | -7.0712 | -3.4074 | -2.1532 | -9.0392 | -13.865 | -11.0025 | -9.6058 | -14.5426 | -13.6295 | -7.699 | -11.8928 | -13.1984 | -12.101 | -9.2564 | -14.6738 | -10.4669 | -15.3943 | -18.6265 | -9.5955 | -6.6719 | -12.1374 | -7.6811 | -11.0639 | -11.3201 | -7.8299 | -11.4432 | -13.959 | -7.7772 | -11.2718 | -11.312 | -7.8153 | -8.1968 | -12.8367 | -9.0892 | -15.58 | -14.2808 | -8.2224 | -11.8898 | -8.763 | -10.4941 | -6.6784 | -8.0831 | -8.5134 | -8.0265 | -5.9608 | -8.3308 | -2.1689 | -12.7553 | -12.6515 | -5.4628 | -1.2206 | -2.9415 | -9.2841 | -11.8951 | -8.4398 | -7.0132 | -5.0158 | -6.2017 | -14.5191 | -4.9823 | -8.3553 | -7.5829 | -4.8019 | -5.1495 | -12.9479 | -8.9326 | -11.5004 | -14.2776 | -7.5519 | -15.4879 | -10.9233 | -7.0345 | -15.2017 | -14.3762 | -9.1521 | -7.7199 | -8.2426 | 0.35027 | -5.3999 | 0.94305 | -4.3571 |  | -9.6319 | -4.2046 | -11.4582 | -8.4102 | -8.343 | -4.1384 | -7.2882 | -4.2059 | -1.9775 | -6.5127 | -2.4189 | -3.9571 | -10.0615 | -4.7503 | -10.06 | -8.6731 | -3.0512 | -2.9613 | -7.2229 | -9.0449 | -3.466 | -10.1077 | -13.508 | -7.9982 | -6.1711 | -10.5191 | -8.1522 | -8.0523 | -5.9186 | -4.453 | -6.3082 | -7.5447 | -4.6839 | -6.7778 | -6.0925 | -3.6528 | -11.1081 | -14.4872 | -10.1141 | -11.641 | -13.9078 | -7.8583 | -10.4493 | -2.7494 | -6.3246 | -8.9866 | -13.5076 | -9.2209 | 4.0881 | 4.2592 | 6.0496 | 6.5362 | 9.3099 | 7.2139 | 2.1954 | 1.7955 | 3.5082 | 3.4676 | 1.5777 | 3.2554 | -1.1296 | 1.5437 | 1.3952 | 4.923 | 2.5268 | 1.4878 | 3.831 | 2.0859 | 5.4088 | 3.0699 | 2.3286 | 3.7593 | 4.7208 | 1.8068 | 7.5849 | 3.7223 | 1.8059 | 3.3052 | 0.12199 | -0.23416 | -1.2959 | -1.8462 | 1.9103 | 1.5707 | -5.6216 | -6.3525 | -0.14508 | -4.7493 | -0.21923 | 0.65311 | -2.4877 | -0.24154 | -1.4417 | 0.43174 | -1.7841 | -3.1904 | -1.1463 | -1.0836 | 1.4203 | 2.1487 | 1.7999 | 3.2792
56% | 6.6038 | 5.195 | 5.1517 | 5.6515 | 7.7773 | 5.9534 | 10.7583 | 3.1492 | 7.9112 | 6.1211 | 5.8516 | 5.0939 | 0.20249 | 3.8371 | 8.3976 | 3.7751 |  |  | 2.7215 | 5.5247 | 5.0715 | 4.0367 | 4.9536 | 5.0651 | 6.3835 | 2.0262 | 1.5413 | 4.7074 | 5.3265 | 5.454 | 4.9193 | 6.1465 | 6.1188 | 8.4132 | 5.5706 | 10.2534 | 2.7147 | 2.7568 | 4.9734 | 3.1446 | 5.4077 | 1.8378 | 0.77518 | 4.2415 | 1.9442 | 3.4174 | 1.3318 | 2.8807 | 4.7471 | 4.5293 | 4.7162 | 2.5095 | 1.503 | 4.7081 | -2.6876 | -6.9233 | -0.61309 | -0.61379 | -5.7681 | 0.15594 | -2.4712 | -1.9071 | 1.0225 | -1.5504 | 0.83274 |  | -3.6754 | 1.6961 | -1.2295 | 0.060189 | -0.22256 | 0.4557 | -0.45038 | -1.484 | -5.9745 | -8.5059 | -0.15579 | -4.7676 | 4.0281 | 3.9395 | 3.961 | -0.25784 | 0.38469 |  | -5.4862 | -1.2194 | 0.55461 | 0.095231 | 2.603 | 3.1051 | -0.68968 | -1.6118 | 0.78978 | 0.85063 | 2.458 | 0.85758 | -8.8437 | -5.2681 | -7.7559 | -4.6925 | -4.2867 | -6.0577 | -6.3465 | -3.6633 | -5.4994 | -7.095 | -5.7976 | -4.6327 | -15.2374 | -14.1809 | -14.7505 | -17.5854 | -16.8539 | -11.3394 | -8.8346 | -7.3711 | -13.9391 | -13.3086 | -10.2273 | -12.0163 | -14.9786 | -15.5326 | -18.2311 | -12.6673 | -11.5527 | -12.2763 | -13.1564 | -12.3081 | -12.8462 | -4.7792 | -14.7176 | -9.8948 | -16.0847 | -14.4143 | -14.3235 | -14.9162 | -13.0245 | -13.8076 | -9.0786 | -7.6711 | -7.0241 | -6.1468 | -5.4322 | -8.4111 | -18.2943 | -15.2718 | -14.5932 | -15.849 | -16.9635 | -12.5344 | -12.0675 | -13.4004 | -9.9703 | -11.1642 | -14.511 | -9.7912 | -20.3614 | -15.9261 | -13.6884 | -15.0326 | -16.8494 | -11.2942 | 2.5977 | 5.8251 | 4.456 | 6.259 | 5.9207 | 5.8662 | 2.0715 | -2.8848 | 2.2558 | 2.4743 | -2.8664 | 1.7945 | 5.6767 | 4.1508 | 3.1367 | 5.1265 | -0.91477 | 6.9586 | 5.6378 | 7.1003 | 3.209 | 3.3426 | 0.59671 | 1.9285 | 5.8714 | 1.7573 | 1.1443 | -0.23232 | 5.6693 | 1.1349 | 3.0513 | 0.38218 | 4.1428 | 1.4188 | 2.5375 | 1.281 | 4.8547 | 3.9544 | 7.8411 | 6.3919 | 3.8576 | -1.6551 | 2.6165 | 3.1365 | 1.4166 | -1.4189 | -1.8039 | -3.4286 | 4.5465 | 1.9066 | 2.1808 | 0.21803 | 3.1427 | 3.7675 | -11.1752 | -7.5367 | -8.9281 | -6.4062 | -7.6566 | -1.5654 | -3.5693 | -2.545 | -6.822 | -5.5143 | -3.3763 | -2.4814 | -2.6367 | -3.6234 | -6.2785 | -4.3635 | -0.5126 | -0.22737 | -2.1565 | -1.8501 | -4.1413 | -7.2063 | -1.8772 | -1.7703 | -5.9207 | -7.709 | -8.4607 | -5.7727 | -3.2281 | -3.6122 | 0.58235 | -0.78629 | -0.64567 | -6.3268 | -2.7878 | -0.82587 | -0.73406 | 3.2922 | -2.0755 | -1.1744 | -6.6013 | -3.0051 | -7.3633 | -4.5939 | -7.9372 | -2.6628 | -6.8611 | -3.5845 | -2.8406 | -1.6534 | -5.5616 | 0.6196 | -2.8932 | -1.9943 | 0.68138 | -0.98044 | 0.84127 | -2.1542 | -6.6706 | 0.70202 | 0.25034 | 0.39935 | -1.4426 | -1.3716 | -2.3557 | -2.3599 | 1.9359 | -1.9847 | 1.248 | 2.4841 | 0.95459 | 3.9123 | 3.0659 | -6.2412 | -3.2098 | -1.0096 | -0.19957 | 2.27 | -0.66981 | 2.5915 | 0.054239 | -0.15719 | 0.16034 | 1.6211 | 2.1392 | 3.416 | 1.744 | 4.571 | 1.3878 | 3.2546 | 1.6424 | 1.6197 | -1.3484 | 1.9644 | -2.224 | -1.7949 | -4.395 | 0.41233 | -2.5816 | -1.3897 | -0.55228 | -4.0267 | 0.51582 | 0.65271 | -1.0981 | -0.50746 | 1.4602 | 0.62446 | -9.2017 | -13.4386 | -6.926 | -11.3142 | -7.8535 | -13.0157 | -12.2263 | -14.6658 | -18.2926 | -10.0924 | -13.6364 | -8.2865 | -23.4281 | -10.5332 | -19.6044 | -13.6117 | -12.1299 | -11.4021 | -17.7618 | -16.0137 | -11.0952 | -10.9343 |  |  | -5.9201 | -3.2777 | -7.615 | -14.4623 | -11.7828 | -8.5209 | -9.4849 | -8.5431 | -10.1648 | -6.1447 | -4.8796 | -12.2751 | -16.5446 | -14.1171 | -12.314 | -16.968 | -16.8205 | -10.6404 | -14.8662 | -16.0445 | -15.187 | -12.0934 | -18.5 | -13.6567 | -18.0452 | -20.8392 | -12.8248 | -9.9026 | -14.8161 | -10.5462 | -13.7784 | -14.3391 | -11.0355 | -14.2674 | -16.9145 | -10.5935 | -14.2131 | -14.3247 | -11.2275 | -10.9858 | -15.8435 | -11.7754 | -18.2092 | -17.2659 | -11.3227 | -14.2208 | -11.7871 | -13.4267 | -9.3976 | -10.7169 | -11.5985 | -10.1843 | -8.9235 | -11.0896 | -4.7915 | -15.2562 | -15.4744 | -8.1937 | -3.8947 | -5.1609 | -12.3013 | -15.0866 | -11.3331 | -10.2418 | -8.4901 | -9.0065 | -16.8671 | -8.2031 | -11.2551 | -10.5081 | -8.1277 | -8.2614 | -15.6079 | -11.6649 | -14.4109 | -16.1931 | -9.9206 | -17.2583 | -13.7675 | -10.1819 | -17.5806 | -16.8591 | -11.7062 | -10.2034 | -10.2538 | -2.0494 | -7.7823 | -2.0598 | -6.7303 |  | -11.8141 | -6.186 | -12.7035 | -10.4136 | -10.4893 | -6.2999 | -9.7211 | -6.3747 | -4.2924 | -9.0895 | -4.5785 | -6.0311 | -12.0809 | -7.1323 | -11.8682 | -10.3336 | -5.8215 | -5.3427 | -9.5062 | -10.5323 | -4.7975 | -11.8442 | -14.9324 | -9.8885 | -8.7285 | -12.2629 | -10.4099 | -10.0192 | -7.7786 | -6.842 | -8.4923 | -10.2501 | -6.9235 | -9.2838 | -8.1744 | -5.8444 | -12.7852 | -15.9145 | -11.9123 | -13.2198 | -15.5018 | -9.7685 | -12.2801 | -5.0297 | -9.0374 | -11.2558 | -15.0122 | -11.4626 | 2.3063 | 2.559 | 4.6006 | 5.0594 | 7.7887 | 5.4048 | 0.064281 | -0.40827 | 1.32 | 1.9394 | -0.6034 | 1.0827 | -3.4322 | -0.89676 | -1.6543 | 3.0798 | 0.30604 | -0.47777 | 1.8057 | -0.43393 | 3.3488 | 1.0937 | 0.0080991 | 1.7023 | 2.7763 | -0.20626 | 5.8421 | 1.3204 | -0.42517 | 1.1014 | -2.1177 | -2.6274 | -4.0412 | -4.4742 | -0.18158 | -0.8429 | -8.2434 | -8.5366 | -2.1376 | -6.9134 | -2.0668 | -1.4502 | -4.7006 | -2.4693 | -3.5748 | -1.4186 | -3.7516 | -5.1493 | -3.0515 | -3.576 | -0.23389 | 0.32685 | 0.18578 | 2.1356
57% | 4.9721 | 3.4705 | 3.5753 | 4.1112 | 6.4875 | 4.2301 | 8.9902 | 1.5491 | 6.0376 | 4.4175 | 4.2602 | 3.7659 | -1.1322 | 2.146 | 6.5732 | 1.974 |  |  | 0.68027 | 3.328 | 2.9898 | 2.156 | 2.8903 | 3.039 | 4.2164 | 0.05103 | -0.21578 | 3.0197 | 3.3097 | 3.5283 | 3.2215 | 4.1308 | 4.0734 | 6.7551 | 3.9871 | 8.3802 | 1.1226 | 0.92536 | 3.1649 | 1.3314 | 3.6714 | 0.30246 | -0.79604 | 2.3249 | 0.22659 | 1.6724 | -0.24061 | 1.3793 | 3.3226 | 3.1823 | 2.9747 | 0.68559 | -0.075361 | 2.8048 | -4.8354 | -8.8346 | -2.5731 | -2.6622 | -7.9407 | -1.6313 | -4.2243 | -3.8682 | -0.74676 | -3.3798 | -0.94058 |  | -5.6967 | -0.1216 | -3.1166 | -1.9039 | -2.1525 | -1.3634 | -2.5982 | -3.6035 | -7.9996 | -10.7684 | -2.353 | -6.8192 | 2.1865 | 2.3025 | 2.2256 | -2.4656 | -1.032 |  | -7.2494 | -3.0759 | -1.2282 | -1.7858 | 0.7476 | 1.419 | -2.6556 | -3.5596 | -0.91629 | -1.0445 | 0.48343 | -1.1515 | -10.5623 | -7.3285 | -9.68 | -6.7003 | -6.36 | -8.2078 | -8.1662 | -5.6751 | -7.5206 | -9.0683 | -7.9423 | -6.7324 | -18.61 | -16.6441 | -17.9686 | -20.5043 | -19.6975 | -13.8369 | -11.7657 | -10.2865 | -16.7349 | -16.4894 | -13.6806 | -14.7006 | -17.9506 | -18.3786 | -20.8703 | -15.4767 | -14.0649 | -15.2343 | -16.2162 | -15.2577 | -16.4092 | -7.4114 | -17.9265 | -13.2586 | -18.7249 | -17.1718 | -16.2714 | -17.8822 | -15.9268 | -16.9457 | -12.0386 | -10.8815 | -9.6763 | -9.3582 | -8.6477 | -11.4756 | -20.6558 | -18.195 | -17.7551 | -17.8827 | -19.7741 | -15.492 | -14.7506 | -16.1619 | -13.1407 | -14.3073 | -17.267 | -12.9015 | -23.1528 | -18.5286 | -16.9227 | -17.3592 | -19.001 | -14.0355 | -0.0089226 | 3.53 | 1.9459 | 3.9706 | 3.5093 | 3.4646 | 0.060948 | -5.4433 | 0.037457 | 0.46925 | -4.0176 | -0.74158 | 3.2753 | 1.9243 | 0.78155 | 2.6079 | -2.8606 | 4.6882 | 3.0636 | 4.7414 | 0.81677 | 0.77462 | -1.7159 | -0.494 | 3.442 | -0.64867 | -1.3322 | -2.4259 | 2.9163 | -1.3188 | 0.63171 | -2.0864 | 1.9119 | -0.76712 | -0.11556 | -1.2318 | 2.4346 | 1.7903 | 5.7315 | 4.0874 | 1.256 | -4.2724 | -0.28057 | 0.76217 | -1.5011 | -4.1836 | -4.2815 | -6.0945 | 1.896 | -0.59158 | -0.44795 | -2.4844 | 0.7147 | 1.2892 | -14.4567 | -10.5899 | -12.2292 | -9.815 | -10.951 | -5.2156 | -7.1124 | -6.1471 | -10.4336 | -8.9494 | -6.7925 | -5.8891 | -6.0335 | -7.0157 | -9.8175 | -7.7848 | -3.7368 | -3.4478 | -5.2051 | -4.9769 | -7.4535 | -10.8496 | -5.4716 | -5.3403 | -9.5766 | -11.4275 | -11.887 | -9.5718 | -5.9213 | -7.0943 | -2.5806 | -4.4585 | -4.2089 | -9.9143 | -6.3814 | -4.4533 | -3.9682 | 0.1545 | -5.1986 | -5.0566 | -10.6811 | -6.8538 | -10.6632 | -8.0945 | -11.6975 | -6.1277 | -10.7148 | -7.4663 | -6.5213 | -5.2015 | -9.4737 | -2.9832 | -6.7357 | -5.6501 | -1.2693 | -3.3415 | -1.5956 | -4.7677 | -9.4958 | -1.5622 | -1.9431 | -2.3596 | -3.7673 | -3.91 | -4.6612 | -4.6528 | -0.33483 | -4.3059 | -1.0513 | 0.12593 | -1.6916 | 1.2645 | 0.96326 | -8.4973 | -5.8291 | -3.5692 | -2.7463 | -0.15083 | -3.1146 | 0.41007 | -2.3727 | -2.8145 | -1.9282 | -1.0522 | -0.47193 | 0.90021 | -0.96252 | 1.9024 | -1.3477 | 0.6737 | -0.76776 | -0.78069 | -4.4621 | -0.85706 | -5.3635 | -4.3437 | -7.5836 | -2.1558 | -5.4157 | -4.2158 | -3.0672 | -7.4055 | -2.6897 | -2.2386 | -3.8512 | -3.0671 | -1.0901 | -1.902 | -12.2997 | -16.8538 | -9.9299 | -14.2393 | -10.6978 | -15.4985 | -14.6479 | -17.3517 | -20.6934 | -13.0842 | -16.4745 | -11.0786 | -25.0373 | -13.0829 | -22.6807 | -16.1923 | -14.8532 | -14.4687 | -19.5344 | -18.792 | -13.9209 | -13.7808 |  |  | -9.1214 | -7.0901 | -10.9142 | -18.2423 | -15.2317 | -11.824 | -12.2719 | -10.8996 | -13.2907 | -9.0178 | -7.8946 | -15.5458 | -18.772 | -16.6343 | -14.5751 | -19.4684 | -19.3607 | -13.0966 | -17.6166 | -18.645 | -18.0111 | -14.882 | -21.6195 | -16.725 | -20.4412 | -22.2918 | -15.4801 | -12.9621 | -17.1946 | -13.1982 | -16.6202 | -17.5459 | -14.4068 | -17.2209 | -19.4816 | -13.5423 | -17.2941 | -17.5794 | -14.5676 | -13.472 | -18.5953 | -14.8752 | -20.0914 | -19.7654 | -14.3921 | -16.0561 | -14.9696 | -15.9883 | -12.3013 | -13.2492 | -14.7265 | -12.0913 | -11.9263 | -13.6674 | -7.4605 | -17.4974 | -17.8951 | -11.1949 | -6.7544 | -7.3108 | -15.1458 | -17.8283 | -14.1777 | -13.1627 | -11.9651 | -11.604 | -18.6307 | -11.1833 | -13.8369 | -13.3227 | -11.3197 | -11.1764 | -17.9859 | -14.3169 | -17.2226 | -17.755 | -12.0418 | -18.449 | -16.5435 | -13.3005 | -19.6941 | -18.9531 | -14.0393 | -12.6932 | -12.085 | -4.4689 | -10.1158 | -5.1322 | -9.3364 |  | -13.6866 | -8.0057 | -13.7609 | -11.8159 | -12.5977 | -8.3054 | -11.7837 | -8.2845 | -6.4339 | -11.4238 | -6.6135 | -7.8833 | -13.801 | -9.432 | -13.452 | -11.637 | -8.5419 | -7.4309 | -11.5889 | -11.7154 | -6.029 | -13.233 | -15.87 | -11.5771 | -11.1264 | -13.6151 | -12.1674 | -12.001 | -9.5663 | -9.0458 | -10.5691 | -12.549 | -9.0135 | -11.9458 | -9.692 | -7.856 | -14.1496 | -16.8688 | -13.2961 | -14.6274 | -16.4622 | -11.3379 | -13.6536 | -7.1302 | -11.7602 | -12.9736 | -16.155 | -13.3139 | 0.45186 | 0.7821 | 3.1956 | 3.6174 | 6.1365 | 3.4817 | -2.0693 | -2.5612 | -1.0579 | -0.093008 | -2.9619 | -1.1493 | -5.7898 | -3.4346 | -5.096 | 1.0747 | -1.8696 | -2.4778 | -0.34542 | -3.1204 | 1.1612 | -0.94509 | -2.3408 | -0.52196 | 0.51158 | -2.0912 | 4.1028 | -1.172 | -2.6108 | -0.93276 | -4.4741 | -5.1208 | -6.9038 | -7.1093 | -2.4334 | -3.3532 | -10.7295 | -10.6033 | -3.9812 | -8.8048 | -3.8498 | -3.5701 | -6.8549 | -4.5914 | -5.559 | -3.2676 | -5.6788 | -6.9142 | -4.833 | -5.8103 | -1.8487 | -1.4594 | -1.3539 | 0.76941
58% | 3.4348 | 1.9579 | 2.1003 | 2.6312 | 4.8984 | 2.5171 | 7.1668 | 0.29526 | 4.3496 | 2.7731 | 2.8205 | 2.533 | -2.2243 | 0.6357 | 4.8465 | 0.2285 |  |  | -1.0697 | 1.2561 | 1.0457 | 0.43107 | 1.0343 | 1.2028 | 2.1372 | -1.5485 | -1.7793 | 1.4442 | 1.3159 | 1.6627 | 1.6935 | 2.216 | 2.1867 | 5.1951 | 2.5904 | 6.6246 | -0.22935 | -0.53541 | 1.5391 | -0.30754 | 2.0129 | -1.1538 | -1.9555 | 0.48597 | -1.078 | 0.0014302 | -1.551 | 0.31851 | 1.9368 | 2.06 | 1.3255 | -0.92005 | -1.3642 | 1.0465 | -6.75 | -10.7359 | -4.5567 | -4.7862 | -9.8398 | -3.3442 | -5.8442 | -5.7919 | -2.5314 | -5.0265 | -2.6509 |  | -7.4121 | -2.0596 | -5.0607 | -3.8203 | -4.197 | -3.2766 | -4.7168 | -5.5651 | -10.1559 | -12.7569 | -4.2925 | -8.6898 | 0.29141 | 0.59713 | 0.54201 | -4.2984 | -2.296 |  | -8.5927 | -4.8979 | -3.1404 | -3.7533 | -1.1124 | -0.35927 | -4.6621 | -5.4289 | -2.5969 | -3.0511 | -1.3551 | -3.0229 | -12.0332 | -9.3289 | -11.3221 | -8.399 | -8.2968 | -10.1994 | -9.8515 | -7.6924 | -9.4292 | -10.5566 | -9.9663 | -8.6649 | -21.0897 | -18.9023 | -20.603 | -22.3101 | -22.1324 | -15.9565 | -14.2837 | -12.8885 | -19.0907 | -19.0744 | -16.9393 | -16.6907 | -19.9326 | -21.0574 | -23.0268 | -18.1715 | -15.8335 | -17.9708 | -18.1349 | -17.8832 | -19.1181 | -9.8348 | -21.1447 | -16.3286 | -20.7493 | -19.4975 | -17.6737 | -20.4007 | -18.5713 | -19.59 | -14.4713 | -13.9474 | -12.0573 | -12.4181 | -11.642 | -14.4031 | -22.7883 | -20.5826 | -20.5992 | -19.3831 | -21.8389 | -18.0653 | -16.9387 | -18.6516 | -16.0448 | -17.2601 | -19.8095 | -15.8092 | -25.0688 | -20.6413 | -19.3838 | -19.3829 | -20.389 | -16.5814 | -2.3755 | 1.2119 | -0.40055 | 1.789 | 1.1775 | 1.1384 | -2.2035 | -7.7534 | -2.1117 | -1.3712 | -4.8831 | -2.9233 | 0.863 | -0.25841 | -1.6149 | 0.20311 | -4.4738 | 2.3954 | 0.40973 | 2.2863 | -1.5294 | -1.6606 | -3.7792 | -2.8143 | 1.1818 | -3.0818 | -4.1855 | -4.6912 | -0.013611 | -3.7239 | -1.8382 | -4.4559 | -0.65293 | -2.8388 | -2.9123 | -3.6594 | -0.014577 | -0.35849 | 3.2825 | 1.6379 | -1.3949 | -6.9201 | -3.1579 | -1.8132 | -4.4786 | -6.744 | -6.5773 | -8.5815 | -0.71578 | -3.0136 | -3.0702 | -4.9175 | -1.6641 | -1.0722 | -17.0656 | -13.4116 | -15.051 | -12.8028 | -14.2123 | -8.7954 | -10.6919 | -9.6544 | -13.8553 | -12.4449 | -10.1745 | -9.2465 | -9.3611 | -10.2715 | -13.0751 | -11.2792 | -7.1856 | -6.7577 | -8.2296 | -8.0732 | -10.7987 | -14.1306 | -8.9076 | -9.1486 | -13.1173 | -14.929 | -14.8917 | -13.1138 | -8.463 | -10.4422 | -5.8217 | -8.3675 | -7.8139 | -13.2165 | -10.0541 | -8.2557 | -7.1055 | -3.1514 | -8.5871 | -8.9813 | -14.1978 | -10.8795 | -13.6349 | -11.616 | -15.1235 | -9.5013 | -14.2917 | -11.1266 | -10.4938 | -8.9933 | -13.2432 | -6.2918 | -10.2153 | -9.3337 | -2.9828 | -5.6098 | -3.9876 | -7.3098 | -12.1097 | -3.9073 | -4.1348 | -5.2438 | -6.2761 | -6.4303 | -6.9053 | -6.932 | -2.5941 | -6.4227 | -3.5785 | -2.376 | -4.2151 | -1.5417 | -1.1943 | -10.6368 | -8.3741 | -6.0405 | -5.2309 | -2.6525 | -5.4931 | -1.7728 | -4.7975 | -5.4697 | -3.8306 | -3.7367 | -3.1593 | -1.6721 | -3.8597 | -0.89374 | -4.1127 | -2.0646 | -3.1769 | -3.4234 | -7.6174 | -3.8827 | -8.6923 | -6.8678 | -10.7228 | -4.6748 | -8.166 | -7.1442 | -5.5199 | -10.7756 | -6.0143 | -5.266 | -6.5329 | -5.7181 | -3.7243 | -4.6027 | -14.6681 | -19.3559 | -12.8532 | -16.9664 | -13.5498 | -17.6194 | -16.5031 | -19.5069 | -22.3168 | -16.0616 | -18.9476 | -13.8381 | -25.818 | -15.5342 | -24.514 | -18.2355 | -17.1467 | -17.0485 | -20.7202 | -21.1197 | -16.861 | -16.3445 |  |  | -12.4823 | -10.9956 | -14.3062 | -22.0356 | -18.5045 | -15.0623 | -14.7448 | -13.1064 | -15.9502 | -11.9063 | -11.0779 | -18.5808 | -20.8388 | -18.779 | -16.2484 | -20.9417 | -21.2567 | -15.6601 | -20.1202 | -20.8489 | -20.7667 | -17.4019 | -24.3076 | -19.3841 | -22.3117 | -23.2195 | -17.9291 | -15.76 | -19.0667 | -15.5368 | -19.0852 | -20.1422 | -17.6093 | -19.33 | -21.8723 | -16.2478 | -19.9926 | -20.1139 | -17.4207 | -15.7963 | -20.7537 | -17.2418 | -21.2541 | -22.082 | -17.0581 | -17.2499 | -17.3538 | -18.329 | -14.6872 | -15.2863 | -17.2232 | -13.4554 | -14.5907 | -15.8469 | -9.8694 | -19.1836 | -19.7996 | -13.7906 | -9.2077 | -9.1964 | -17.4744 | -19.9107 | -16.5479 | -16.0043 | -15.0388 | -13.4874 | -19.5801 | -14.0241 | -15.9288 | -15.6042 | -13.9887 | -13.6741 | -19.9939 | -16.729 | -19.6464 | -18.7635 | -13.8638 | -19.0019 | -18.9309 | -16.2993 | -21.3098 | -20.5872 | -15.9743 | -14.839 | -13.5584 | -6.7145 | -12.1156 | -8.1492 | -11.2703 |  | -15.3195 | -9.5738 | -14.4436 | -13.0434 | -14.275 | -10.0339 | -13.8638 | -10.0309 | -8.3342 | -13.206 | -8.6273 | -9.4078 | -15.104 | -11.4397 | -14.6597 | -12.5061 | -11.0319 | -9.2987 | -13.1884 | -12.6059 | -6.9636 | -14.2663 | -16.3553 | -12.8719 | -13.2386 | -14.5548 | -13.5327 | -13.1795 | -11.2336 | -11.1875 | -11.9894 | -14.5757 | -10.3693 | -13.7859 | -11.0568 | -9.5092 | -15.0917 | -17.4891 | -14.3244 | -15.3059 | -17.2286 | -12.6441 | -14.8236 | -9.0788 | -13.9525 | -14.4109 | -16.7762 | -14.973 | -1.22 | -0.95611 | 1.782 | 2.1222 | 4.4102 | 1.5076 | -4.184 | -4.6626 | -3.5186 | -1.9504 | -5.3039 | -3.696 | -7.9922 | -6.0386 | -8.7218 | -0.95236 | -3.9215 | -4.4061 | -2.5626 | -5.9288 | -1.1627 | -2.92 | -4.5976 | -2.8323 | -1.7447 | -4.0818 | 2.4168 | -3.4774 | -4.7141 | -2.7932 | -6.8167 | -7.4696 | -9.66 | -9.8306 | -4.5765 | -5.7898 | -13.046 | -12.4243 | -5.7353 | -10.3986 | -5.4126 | -5.5704 | -8.8325 | -6.5823 | -7.2953 | -5.0953 | -7.4475 | -8.3987 | -6.3283 | -7.9425 | -3.2912 | -3.1538 | -2.8168 | -0.33442
59% | 1.9811 | 0.59487 | 0.86833 | 1.377 | 3.3431 | 0.97867 | 5.3749 | -0.54024 | 2.8335 | 1.3381 | 1.6434 | 1.4683 | -3.0625 | -0.7941 | 3.051 | -1.1875 |  |  | -2.5609 | -0.59397 | -0.57933 | -1.0095 | -0.88538 | -0.34861 | 0.18646 | -3.0883 | -3.2367 | -0.024373 | -0.49538 | -0.036205 | 0.49955 | 0.59858 | 0.56847 | 3.7608 | 1.4911 | 5.0281 | -1.2076 | -1.8118 | 0.050052 | -1.5287 | 0.4614 | -2.1753 | -2.8022 | -1.1669 | -2.1859 | -1.3676 | -2.5261 | -0.52066 | 0.71992 | 1.026 | -0.18832 | -2.2923 | -2.4947 | -0.49557 | -8.4098 | -12.1074 | -6.5054 | -6.8443 | -11.1806 | -4.8957 | -7.3068 | -7.5956 | -4.0832 | -6.6286 | -4.1415 |  | -8.9601 | -4.0952 | -6.6063 | -5.8299 | -5.7782 | -5.0269 | -6.6625 | -7.5254 | -11.5384 | -14.1684 | -6.3574 | -10.2334 | -1.3302 | -0.78812 | -1.089 | -5.7597 | -3.3918 |  | -9.5792 | -6.7419 | -4.5437 | -5.4096 | -2.717 | -2.376 | -6.3803 | -7.0031 | -4.193 | -4.8874 | -2.9984 | -4.6968 | -13.264 | -10.9218 | -12.6098 | -10.0407 | -9.9395 | -11.8044 | -11.4506 | -9.626 | -10.8915 | -11.9086 | -11.6713 | -10.5409 | -23.5003 | -20.7986 | -22.7328 | -23.4676 | -23.8418 | -17.9261 | -16.4513 | -15.6588 | -21.7922 | -21.2953 | -19.7587 | -18.2989 | -21.8967 | -22.7562 | -24.5511 | -20.2446 | -17.0681 | -20.2802 | -20.0697 | -19.8247 | -20.9244 | -11.8601 | -23.2986 | -18.5636 | -22.1521 | -21.2255 | -18.499 | -22.1912 | -20.7011 | -22.013 | -16.1156 | -16.2769 | -13.6527 | -15.1586 | -14.5324 | -17.0347 | -24.1671 | -22.5083 | -22.9463 | -20.1096 | -23.2136 | -20.2788 | -18.6871 | -20.364 | -18.645 | -19.7187 | -21.5678 | -18.2947 | -26.305 | -22.5793 | -21.445 | -20.7267 | -21.2525 | -18.3818 | -4.7312 | -0.92074 | -2.5554 | -0.37284 | -1.3221 | -1.1438 | -4.3552 | -9.5535 | -3.8554 | -2.9558 | -5.0681 | -4.6164 | -1.4312 | -2.3435 | -3.6847 | -1.9706 | -5.9032 | -0.048993 | -1.9714 | -0.25854 | -3.3419 | -3.8783 | -5.8803 | -4.9445 | -1.2818 | -5.2936 | -6.9292 | -6.5821 | -2.9308 | -5.909 | -4.0328 | -6.6753 | -3.2347 | -5.0264 | -5.6212 | -5.9095 | -2.4282 | -2.489 | 0.65651 | -0.84784 | -3.9076 | -9.0287 | -6.0044 | -4.4162 | -7.4825 | -8.8663 | -8.5357 | -10.6531 | -3.3276 | -5.3937 | -5.3087 | -7.1558 | -3.7595 | -3.2019 | -19.0504 | -15.5851 | -17.2547 | -15.2287 | -16.7268 | -12.3657 | -13.7941 | -12.884 | -16.6513 | -15.2197 | -13.0565 | -12.3872 | -12.113 | -13.6736 | -15.7128 | -14.8078 | -10.3486 | -9.966 | -10.9649 | -11.0286 | -13.9001 | -17.0326 | -12.4881 | -12.4226 | -16.2718 | -18.2397 | -17.3531 | -16.6365 | -10.69 | -13.5593 | -9.0045 | -12.3342 | -11.2964 | -15.894 | -13.3293 | -11.8942 | -10.4442 | -6.3466 | -11.4975 | -13.1716 | -17.7754 | -14.5826 | -16.2238 | -14.8238 | -18.3325 | -12.9447 | -17.197 | -14.2835 | -13.6529 | -12.5933 | -16.8343 | -9.8996 | -14.2761 | -12.7423 | -4.9642 | -7.912 | -6.5051 | -9.4974 | -14.8511 | -6.2373 | -6.2303 | -8.1637 | -8.7419 | -8.9612 | -8.9235 | -9.0405 | -4.7108 | -8.3706 | -5.8645 | -4.8831 | -6.6188 | -4.3621 | -3.2996 | -12.1951 | -10.4349 | -8.3684 | -7.5588 | -5.0704 | -7.5928 | -3.8301 | -7.0776 | -7.9222 | -5.6269 | -6.2805 | -5.7745 | -4.2707 | -6.6948 | -3.8372 | -6.7474 | -4.8597 | -5.4973 | -5.9948 | -10.3936 | -7.0416 | -11.8302 | -9.0625 | -13.6167 | -7.0461 | -10.7564 | -10.0274 | -7.7478 | -13.8793 | -9.292 | -8.4061 | -8.9865 | -8.1365 | -6.4658 | -7.408 | -16.8655 | -21.3354 | -15.7386 | -19.3631 | -16.5169 | -19.3878 | -17.6997 | -21.1928 | -23.3707 | -18.7738 | -21.4292 | -16.3239 | -25.8072 | -17.8722 | -25.8539 | -19.6276 | -18.758 | -19.3438 | -21.2378 | -22.8393 | -19.5162 | -18.5767 |  |  | -15.4987 | -15.0639 | -17.3969 | -25.0048 | -21.1085 | -18.4903 | -16.9224 | -15.032 | -18.2596 | -14.6055 | -14.3061 | -21.0374 | -22.1271 | -20.9513 | -17.3476 | -21.9248 | -22.6835 | -17.5091 | -22.131 | -22.3852 | -22.8577 | -19.7125 | -26.3914 | -21.4857 | -23.5549 | -23.4816 | -19.7924 | -18.5657 | -20.2252 | -17.5013 | -21.0095 | -22.0284 | -20.0304 | -21.2216 | -23.7378 | -18.3367 | -21.898 | -21.9583 | -20.0339 | -17.4437 | -22.4505 | -19.0976 | -21.7072 | -23.3974 | -19.2528 | -17.9416 | -18.966 | -19.9076 | -16.627 | -17.3681 | -19.3266 | -14.1644 | -16.6042 | -17.5649 | -11.8085 | -20.2364 | -21.2121 | -16.0207 | -11.3135 | -10.595 | -18.9781 | -21.2953 | -18.243 | -17.6757 | -17.4369 | -14.8025 | -20.014 | -16.2113 | -17.2016 | -17.1791 | -15.8357 | -15.3038 | -21.387 | -18.8791 | -21.682 | -19.0933 | -15.1547 | -19.2136 | -20.6171 | -19.2069 | -22.3848 | -21.6068 | -17.3428 | -16.6361 | -14.4545 | -8.8488 | -13.6393 | -10.8398 | -13.4034 |  | -16.3641 | -10.851 | -14.6743 | -13.7379 | -15.6787 | -11.6459 | -15.2106 | -11.4877 | -10.2571 | -14.6445 | -10.009 | -10.6794 | -15.7774 | -12.8719 | -15.1434 | -12.8403 | -13.4137 | -11.0886 | -14.4702 | -13.2316 | -7.5624 | -14.6896 | -16.3912 | -13.7142 | -14.9274 | -14.9883 | -14.6816 | -14.2992 | -12.3489 | -12.8768 | -13.0843 | -16.6345 | -11.4544 | -15.4064 | -11.7679 | -10.5733 | -15.7316 | -17.5688 | -15.1636 | -15.4501 | -17.5315 | -13.4914 | -15.3991 | -11.022 | -15.5026 | -15.5066 | -16.8942 | -16.2835 | -2.8001 | -2.647 | 0.41895 | 0.64701 | 2.545 | -0.56388 | -6.118 | -6.5415 | -6.0437 | -3.7979 | -7.6206 | -6.3321 | -10.1095 | -8.4971 | -12.1561 | -2.8145 | -5.6065 | -6.1788 | -4.8041 | -8.684 | -3.5787 | -4.7401 | -6.7611 | -5.1736 | -3.9605 | -5.7114 | 0.71009 | -5.6621 | -6.5334 | -4.6906 | -8.9461 | -9.6996 | -12.1625 | -12.1072 | -6.5694 | -7.9838 | -14.925 | -14.0673 | -7.2553 | -11.4988 | -6.8635 | -7.2518 | -10.4697 | -7.8969 | -8.7607 | -6.7782 | -9.0789 | -9.5175 | -7.4879 | -9.822 | -4.3468 | -4.6726 | -4.0586 | -1.1783
60% | 0.69559 | -0.6255 | -0.10572 | 0.27023 | 1.9848 | -0.59323 | 3.6146 | -1.349 | 1.6271 | 0.15639 | 0.76068 | 0.65674 | -3.5172 | -1.846 | 1.3693 | -2.1402 |  |  | -3.6845 | -2.1181 | -1.8812 | -2.1249 | -2.1554 | -1.4026 | -1.4105 | -4.1309 | -4.4007 | -1.3465 | -2.0678 | -1.5224 | -0.3065 | -0.48122 | -0.65147 | 2.587 | 0.67389 | 3.6761 | -1.8078 | -2.6341 | -1.2693 | -2.4301 | -0.70965 | -2.7627 | -3.1845 | -2.5054 | -3.0349 | -2.6486 | -3.16 | -1.0411 | -0.14071 | 0.36373 | -1.4049 | -3.3701 | -3.1669 | -1.8515 | -10.0158 | -13.0308 | -8.2884 | -8.5196 | -12.1249 | -6.5376 | -8.6561 | -8.8518 | -5.453 | -7.8407 | -5.3992 |  | -10.3286 | -5.8438 | -8.0334 | -7.608 | -7.1411 | -6.5975 | -8.3341 | -9.2354 | -12.8525 | -15.2087 | -7.8364 | -11.5456 | -2.8172 | -2.1049 | -2.4034 | -6.717 | -4.2744 |  | -10.2843 | -7.8618 | -5.9901 | -6.7315 | -4.3337 | -3.9231 | -7.9288 | -8.3398 | -5.6797 | -6.4711 | -4.4676 | -5.9667 | -14.1081 | -12.0726 | -13.5589 | -11.3102 | -11.2792 | -13.1631 | -12.5511 | -11.0289 | -12.1234 | -12.6916 | -12.9616 | -12.0379 | -25.7515 | -21.5967 | -24.6903 | -23.7678 | -24.8655 | -19.0174 | -18.8666 | -17.1918 | -22.9032 | -22.4974 | -22.1018 | -19.1967 | -22.807 | -23.9665 | -25.357 | -21.9108 | -17.8164 | -22.6911 | -20.9434 | -20.757 | -22.4267 | -13.5045 | -25.0157 | -20.5626 | -22.8713 | -22.2507 | -18.7783 | -23.3122 | -22.2873 | -23.4292 | -17.1854 | -18.0836 | -14.5974 | -17.5125 | -16.7142 | -18.9021 | -24.8701 | -23.7676 | -24.7441 | -20.2999 | -24.0104 | -21.7121 | -19.7645 | -21.5636 | -20.6333 | -21.4803 | -22.7365 | -20.3345 | -26.7901 | -23.5449 | -23.0746 | -21.2886 | -21.3725 | -19.742 | -6.3556 | -2.6041 | -4.4547 | -2.0545 | -3.393 | -3.05 | -6.1257 | -10.5889 | -5.2085 | -4.3497 | -5.0964 | -5.8871 | -3.4435 | -4.0454 | -5.2226 | -3.8293 | -6.8227 | -2.3226 | -4.2936 | -2.7239 | -4.8689 | -5.5778 | -7.4485 | -6.4972 | -3.6767 | -7.3269 | -9.3058 | -8.2161 | -5.6412 | -7.8334 | -6.1576 | -8.5519 | -5.6605 | -6.6136 | -8.0906 | -7.8387 | -4.7523 | -4.4293 | -2.0554 | -3.0993 | -6.1204 | -11.1659 | -8.797 | -6.9032 | -9.9851 | -10.6361 | -9.9225 | -12.1441 | -5.5652 | -7.3174 | -7.1404 | -8.9122 | -5.4231 | -5.0553 | -20.7518 | -17.331 | -19.0812 | -17.0904 | -19.1949 | -15.3129 | -16.5111 | -15.5587 | -18.9424 | -17.5641 | -15.5702 | -14.9995 | -14.588 | -16.5498 | -17.7925 | -17.4035 | -13.0995 | -12.7036 | -13.1681 | -13.4462 | -16.3693 | -19.4222 | -15.2263 | -15.6916 | -19.0799 | -20.8465 | -19.5453 | -19.2822 | -12.7228 | -16.2745 | -11.8507 | -15.6886 | -14.5211 | -18.4937 | -16.2242 | -15.0114 | -13.0746 | -9.162 | -14.4295 | -17.1073 | -20.5644 | -17.7 | -18.1687 | -17.3665 | -20.7458 | -15.6778 | -19.5683 | -16.9712 | -16.1226 | -15.7232 | -19.568 | -12.808 | -17.0759 | -16.3962 | -6.4325 | -10.1344 | -8.5767 | -11.5645 | -16.6106 | -8.1791 | -7.9715 | -10.6903 | -10.7942 | -11.2777 | -10.6694 | -10.8539 | -6.8845 | -9.9688 | -8.2005 | -7.4209 | -8.6345 | -7.1989 | -5.2954 | -13.0462 | -12.1304 | -10.1272 | -9.5797 | -7.1453 | -9.3689 | -5.7014 | -9.1293 | -10.1767 | -7.0277 | -8.7348 | -8.3058 | -6.6537 | -9.3966 | -6.6646 | -9.0721 | -7.4365 | -7.6359 | -8.2366 | -12.8214 | -10.1174 | -14.4952 | -11.1805 | -16.1437 | -9.1029 | -12.9359 | -12.5836 | -9.5963 | -16.6598 | -12.3837 | -11.2635 | -11.291 | -10.6175 | -8.9084 | -9.9721 | -19.4647 | -22.7244 | -18.0738 | -21.1343 | -18.7474 | -20.4449 | -18.268 | -22.5091 | -23.7663 | -20.6784 | -22.9801 | -18.1368 | -25.1655 | -19.5452 | -26.8223 | -20.3081 | -20.3373 | -21.2821 | -21.525 | -23.9862 | -21.5879 | -20.3735 |  |  | -17.8413 | -18.731 | -19.9391 | -27.2216 | -23.1257 | -21.0794 | -18.7512 | -16.5935 | -20.5057 | -17.2015 | -17.3726 | -22.7214 | -22.816 | -22.098 | -17.9372 | -22.2564 | -23.4495 | -18.6776 | -23.458 | -23.2368 | -24.2148 | -21.5979 | -27.3595 | -22.9424 | -24.2023 | -22.833 | -20.975 | -20.3788 | -21.0278 | -18.8632 | -22.0999 | -23.0439 | -21.7378 | -22.1602 | -24.7913 | -19.6627 | -23.1154 | -22.9872 | -21.9563 | -18.4104 | -23.4376 | -20.0394 | -21.6896 | -24.1335 | -20.7052 | -17.8901 | -19.7325 | -20.7426 | -17.7776 | -18.4902 | -20.5807 | -14.2484 | -18.3706 | -18.6313 | -13.3824 | -20.6795 | -21.6843 | -17.6662 | -12.9958 | -11.4566 | -19.9956 | -21.9458 | -19.3833 | -18.6178 | -19.0688 | -15.5187 | -19.8453 | -17.5456 | -17.6192 | -17.9464 | -16.6996 | -16.2215 | -22.2576 | -20.3978 | -22.9689 | -18.8933 | -15.92 | -18.8405 | -21.7791 | -21.1131 | -22.8672 | -21.9308 | -18.0418 | -17.7098 | -15.0005 | -10.7718 | -14.804 | -13.189 | -14.6857 |  | -17.0801 | -11.8158 | -14.4852 | -13.9823 | -16.593 | -12.8422 | -16.2872 | -12.4404 | -11.8998 | -16.3836 | -11.111 | -11.57 | -15.9687 | -13.8801 | -15.1003 | -12.7261 | -15.4634 | -12.3234 | -15.2091 | -13.6369 | -7.9008 | -14.8158 | -15.9702 | -14.1738 | -15.9961 | -14.911 | -15.5277 | -14.8843 | -13.2849 | -14.0598 | -13.6144 | -17.7028 | -11.9102 | -16.2413 | -11.9412 | -11.3669 | -16.118 | -17.2165 | -15.3112 | -15.2816 | -17.3671 | -13.937 | -15.488 | -12.0245 | -16.9633 | -15.9735 | -16.6633 | -16.8285 | -4.1082 | -4.3235 | -0.73699 | -0.68693 | 0.84001 | -2.5768 | -7.6958 | -8.3129 | -8.6581 | -5.3934 | -9.6623 | -8.812 | -11.8281 | -10.7817 | -15.6539 | -4.4929 | -7.0496 | -7.6753 | -6.6604 | -11.1094 | -5.7474 | -6.3224 | -8.4372 | -7.5073 | -6.109 | -7.2294 | -0.91132 | -7.619 | -8.0482 | -5.9523 | -10.9145 | -11.5072 | -14.7628 | -14.2641 | -8.2401 | -9.917 | -16.2373 | -15.3168 | -8.3507 | -12.1248 | -8.0187 | -8.7923 | -11.6288 | -8.8693 | -9.8548 | -8.2065 | -10.3911 | -10.3235 | -8.3476 | -11.0753 | -5.1945 | -6.2716 | -5.3311 | -1.7751
61% | -0.16018 | -2.022 | -0.83494 | -0.54813 | 0.86764 | -1.6373 | 2.2302 | -1.517 | 0.84335 | -0.70539 | 0.31576 | -0.13081 | -3.5429 | -2.3676 | -0.06568 | -2.8164 |  |  | -4.3791 | -3.0587 | -2.843 | -2.9117 | -2.9305 | -2.1085 | -2.7538 | -4.7423 | -5.1531 | -2.4302 | -3.3681 | -2.7649 | -0.90008 | -1.2425 | -1.4078 | 1.5697 | 0.026556 | 2.5673 | -2.2274 | -3.0708 | -2.1855 | -2.9165 | -1.4187 | -3.1828 | -3.1881 | -3.5774 | -3.3536 | -3.5411 | -3.5965 | -1.363 | -0.5964 | 0.2012 | -2.1857 | -3.9703 | -3.872 | -2.8805 | -11.1732 | -13.5686 | -10.1169 | -9.8086 | -12.9319 | -7.6714 | -9.5225 | -9.7136 | -6.5477 | -8.5928 | -6.5534 |  | -11.3131 | -7.282 | -9.2749 | -8.9281 | -8.0907 | -7.8451 | -9.6314 | -10.9542 | -13.2802 | -16.0011 | -8.9332 | -12.3297 | -4.084 | -3.4664 | -3.6151 | -7.1674 | -5.0164 |  | -10.6208 | -8.7152 | -6.7265 | -7.6797 | -5.7507 | -5.054 | -8.9397 | -9.2953 | -6.5849 | -7.7322 | -5.5362 | -7.0112 | -14.4677 | -12.9404 | -13.9557 | -12.0513 | -12.1896 | -14.1717 | -13.1319 | -12.1745 | -12.7799 | -13.1243 | -13.7383 | -13.0468 | -26.6911 | -21.7432 | -25.5052 | -23.2811 | -24.8288 | -19.0572 | -20.0492 | -18.0069 | -23.0571 | -22.9083 | -23.3396 | -20.1129 | -23.0899 | -24.189 | -25.8261 | -22.6305 | -17.8478 | -23.6758 | -21.4244 | -20.9921 | -22.6665 | -14.7506 | -25.5694 | -21.7311 | -22.8968 | -22.3638 | -18.5814 | -23.6759 | -23.2912 | -24.1882 | -17.6023 | -19.3579 | -14.6255 | -19.2553 | -17.9009 | -20.1739 | -24.7536 | -24.0056 | -25.8688 | -19.5429 | -23.9867 | -22.4327 | -20.3346 | -22.2193 | -21.9727 | -22.5848 | -23.3486 | -22.1147 | -26.388 | -23.8343 | -23.7565 | -21.3047 | -20.8877 | -20.2567 | -7.8051 | -4.2824 | -5.5806 | -3.084 | -5.3361 | -4.4276 | -7.431 | -11.1539 | -5.9727 | -5.1994 | -4.5408 | -6.8521 | -5.1383 | -5.1755 | -6.5603 | -5.2723 | -6.931 | -4.5357 | -6.176 | -4.804 | -6.1999 | -7.0416 | -8.404 | -7.6947 | -5.9344 | -8.9906 | -11.3105 | -9.3762 | -7.9851 | -9.3033 | -8.0636 | -9.954 | -7.8222 | -8.0368 | -10.1714 | -9.2647 | -6.7225 | -5.7739 | -4.6714 | -4.9878 | -8.41 | -12.2598 | -11.1216 | -9.1325 | -12.1851 | -11.9048 | -11.0432 | -13.0319 | -7.3618 | -8.891 | -8.806 | -10.0033 | -6.7444 | -6.3125 | -21.4308 | -18.5066 | -20.174 | -18.5463 | -20.6022 | -17.6151 | -18.3323 | -17.4062 | -21.0677 | -19.1711 | -17.2669 | -16.9148 | -16.6589 | -18.6858 | -19.2731 | -19.4232 | -15.2855 | -14.9323 | -15.353 | -15.3702 | -18.2284 | -20.8928 | -17.5759 | -17.9225 | -21.1014 | -22.7707 | -20.868 | -21.3321 | -14.2078 | -18.3331 | -14.3075 | -19.2115 | -16.919 | -20.0145 | -18.462 | -17.8766 | -15.2916 | -11.998 | -16.6616 | -20.2982 | -22.4324 | -20.1878 | -19.4268 | -19.4529 | -22.2566 | -17.731 | -21.1013 | -18.9564 | -18.3901 | -18.1578 | -21.9204 | -15.0832 | -19.7464 | -18.9894 | -7.9306 | -11.783 | -10.4144 | -12.827 | -17.8685 | -9.871 | -9.4751 | -13.0689 | -12.3895 | -12.924 | -12.0477 | -12.3485 | -8.603 | -11.2127 | -9.9671 | -9.8576 | -10.2913 | -9.7114 | -7.0789 | -13.4139 | -13.2528 | -11.3137 | -11.2835 | -8.9797 | -10.6004 | -7.3172 | -10.7507 | -11.9093 | -8.0016 | -10.7331 | -10.4349 | -8.7992 | -11.6317 | -9.2182 | -10.7863 | -9.6751 | -9.6159 | -10.1293 | -14.9219 | -12.8066 | -16.9111 | -12.6056 | -18.0511 | -10.6883 | -14.7119 | -14.5842 | -11.0588 | -18.983 | -14.8343 | -13.9524 | -12.9004 | -12.4212 | -11.219 | -12.0552 | -20.6629 | -23.4483 | -19.8001 | -22.4376 | -20.6865 | -21.4671 | -18.213 | -23.2138 | -23.1249 | -21.8738 | -23.6757 | -19.4676 | -23.9528 | -20.9688 | -26.998 | -20.4642 | -21.1828 | -22.49 | -21.1426 | -24.367 | -23.1636 | -21.6037 |  |  | -19.6649 | -21.9715 | -21.9942 | -28.4378 | -24.5591 | -22.8255 | -19.8301 | -17.7983 | -21.7485 | -19.1107 | -19.9292 | -23.906 | -22.5032 | -22.2952 | -18.0557 | -21.915 | -23.3227 | -19.0712 | -24.0616 | -23.3168 | -24.8686 | -22.7103 | -27.4871 | -23.6255 | -23.7159 | -21.4427 | -21.4946 | -21.5735 | -21.1769 | -19.6332 | -22.7897 | -23.3658 | -22.8443 | -22.5512 | -25.0611 | -20.3407 | -23.9728 | -23.3249 | -23.0091 | -19.0099 | -23.5998 | -20.5334 | -21.0598 | -23.967 | -21.4143 | -17.235 | -19.732 | -20.7568 | -18.776 | -19.5775 | -21.014 | -13.9545 | -19.2248 | -19.1838 | -14.5116 | -20.525 | -21.9492 | -18.6025 | -14.0617 | -11.8906 | -20.1455 | -21.7448 | -19.7333 | -18.7635 | -19.9654 | -15.5263 | -18.8791 | -17.9664 | -17.3704 | -18.1517 | -17.0371 | -16.6617 | -22.2497 | -21.3061 | -23.4197 | -18.3679 | -15.9147 | -17.8975 | -22.1654 | -22.274 | -22.7784 | -21.6855 | -18.1182 | -18.4606 | -15.2063 | -12.0393 | -15.6283 | -15.3564 | -15.451 |  | -17.387 | -12.501 | -13.9085 | -13.9475 | -16.9736 | -13.8265 | -16.8978 | -13.0258 | -12.9588 | -17.0354 | -11.8999 | -12.1522 | -15.7843 | -14.6209 | -14.7005 | -12.0565 | -16.8927 | -13.0487 | -15.4913 | -13.4412 | -7.9134 | -14.5379 | -15.1637 | -14.3599 | -16.6096 | -14.4568 | -15.7221 | -14.9699 | -13.7563 | -14.8782 | -13.5402 | -18.099 | -12.3338 | -16.4488 | -11.9163 | -11.88 | -16.0959 | -16.4728 | -14.8894 | -14.729 | -16.8172 | -14.033 | -15.2103 | -12.6752 | -17.5252 | -16.1454 | -16.0444 | -16.9759 | -5.2075 | -5.4281 | -1.6885 | -1.8921 | -0.67984 | -4.3338 | -9.0557 | -9.6959 | -11.0695 | -6.8122 | -11.3276 | -11.1135 | -13.1686 | -12.7998 | -18.5332 | -5.9488 | -8.082 | -9.0734 | -8.4804 | -12.8669 | -7.8233 | -7.439 | -9.8105 | -9.5125 | -7.8922 | -8.31 | -2.406 | -9.2297 | -9.1471 | -6.9919 | -12.4374 | -12.6474 | -16.2894 | -15.6191 | -9.6015 | -11.229 | -16.917 | -16.0502 | -9.4745 | -12.272 | -8.7109 | -9.9621 | -12.537 | -9.3995 | -10.5373 | -9.3822 | -11.1431 | -10.8791 | -8.6917 | -12.0832 | -5.7249 | -7.2855 | -6.1182 | -2.1514
62% | -0.71082 | -2.6049 | -1.2651 | -1.0114 | -0.21833 | -2.3792 | 1.031 | -1.2182 | 0.37318 | -1.0899 | 0.26727 | -0.54278 | -3.2553 | -2.5859 | -1.2271 | -3.1274 |  |  | -4.7703 | -3.5242 | -3.4916 | -3.3059 | -3.3075 | -2.4625 | -3.7897 | -5.135 | -5.517 | -3.2824 | -4.3057 | -3.7292 | -1.0478 | -1.5624 | -1.7511 | 0.83531 | -0.35195 | 1.831 | -2.2672 | -3.2642 | -2.692 | -2.8964 | -1.7346 | -3.1148 | -2.955 | -4.3384 | -3.3306 | -4.1116 | -3.7263 | -1.2164 | -0.84456 | 0.32525 | -2.716 | -4.2253 | -3.8127 | -3.4622 | -11.8281 | -13.7013 | -11.5163 | -10.6902 | -12.831 | -8.3049 | -9.9086 | -10.4716 | -7.3016 | -8.9956 | -7.197 |  | -11.6916 | -8.6512 | -9.9441 | -9.9298 | -9.0351 | -8.6951 | -10.5565 | -11.8636 | -13.334 | -16.0834 | -10.121 | -12.7529 | -5.1192 | -4.2818 | -4.528 | -7.1198 | -5.2813 |  | -10.5653 | -9.3261 | -7.4183 | -8.7798 | -6.7239 | -6.0779 | -9.7373 | -9.7836 | -7.2498 | -8.8287 | -6.193 | -7.5771 | -14.4215 | -13.2649 | -13.8985 | -12.3452 | -12.5287 | -14.5772 | -13.3722 | -13.0386 | -12.9573 | -13.1143 | -14.0728 | -13.7235 | -26.859 | -21.2036 | -25.3992 | -22.2284 | -24.1108 | -18.7904 | -20.5274 | -18.1863 | -22.5107 | -22.3439 | -23.7543 | -19.8185 | -22.8959 | -23.6864 | -24.9644 | -22.7518 | -17.1955 | -23.8888 | -21.1522 | -20.5427 | -22.2452 | -15.1563 | -25.4081 | -21.915 | -22.2613 | -21.7293 | -17.694 | -23.4298 | -23.6572 | -24.1181 | -17.1768 | -19.6491 | -13.9114 | -20.0186 | -18.5824 | -20.6702 | -24.105 | -23.4178 | -25.8556 | -18.2269 | -23.1669 | -22.4599 | -20.2937 | -21.9943 | -22.5468 | -22.9415 | -23.0724 | -23.0103 | -24.9452 | -23.3527 | -23.6728 | -20.6078 | -19.7308 | -20.0888 | -8.6655 | -4.9625 | -6.3231 | -3.7381 | -6.4805 | -5.128 | -8.2349 | -11.1994 | -6.3371 | -5.7146 | -4.0259 | -7.0803 | -6.3598 | -6.0859 | -7.5933 | -6.3664 | -6.744 | -6.2588 | -7.712 | -6.7202 | -7.0585 | -7.916 | -9.1665 | -8.5179 | -7.91 | -10.4636 | -12.8655 | -10.0741 | -10.089 | -10.2258 | -9.3971 | -10.7519 | -9.5891 | -9.2191 | -11.6687 | -10.2906 | -8.4262 | -6.8163 | -6.9107 | -6.756 | -9.652 | -12.8803 | -13.1223 | -10.9761 | -13.6651 | -12.5237 | -11.5728 | -13.4486 | -8.7809 | -9.8698 | -9.7414 | -10.8743 | -7.5583 | -7.1199 | -21.2709 | -18.882 | -20.4646 | -19.0787 | -21.3859 | -19.2467 | -19.6067 | -18.9987 | -22.005 | -19.8711 | -18.3905 | -18.2628 | -17.7034 | -20.1073 | -20.0106 | -20.7409 | -16.7389 | -16.4623 | -16.7329 | -16.7421 | -19.376 | -21.8727 | -19.0788 | -19.5408 | -22.3722 | -23.9114 | -21.6586 | -22.7395 | -15.124 | -19.6492 | -16.1511 | -21.661 | -18.6127 | -20.923 | -20.0218 | -19.9805 | -17.6276 | -14.0758 | -18.2799 | -23.175 | -23.5444 | -21.7693 | -19.9533 | -20.8065 | -23.0448 | -19.3318 | -21.7863 | -20.2561 | -20.0031 | -19.8996 | -23.3563 | -16.3998 | -21.2017 | -21.1854 | -8.9498 | -12.9086 | -11.8151 | -13.6345 | -18.3707 | -11.1659 | -10.6135 | -15.0615 | -13.503 | -14.1435 | -12.9249 | -13.283 | -9.673 | -11.8884 | -11.6002 | -11.68 | -11.3987 | -12.1121 | -8.3976 | -13.1453 | -13.7467 | -12.0124 | -12.3851 | -10.2949 | -11.5109 | -8.3669 | -11.8855 | -12.856 | -8.6143 | -12.3426 | -12.3431 | -10.5413 | -13.5946 | -11.2037 | -12.2845 | -11.304 | -11.0106 | -11.7945 | -16.3957 | -14.98 | -18.5265 | -13.5715 | -19.4823 | -11.8588 | -15.929 | -16.1571 | -12.1265 | -20.4763 | -16.9683 | -16.0828 | -14.1776 | -14.2 | -13.0838 | -13.9676 | -21.3448 | -23.3221 | -20.87 | -23.0487 | -21.625 | -21.6122 | -17.6218 | -23.0549 | -21.9607 | -22.7508 | -23.7333 | -20.4913 | -22.0297 | -21.747 | -26.3098 | -20.1329 | -21.4536 | -23.311 | -20.1615 | -24.077 | -24.1301 | -22.3219 |  |  | -20.7943 | -24.4045 | -23.2357 | -28.7515 | -25.1545 | -23.8084 | -20.3212 | -18.4367 | -22.1171 | -20.2633 | -21.9777 | -24.3186 | -21.6499 | -21.8916 | -17.6728 | -20.9439 | -22.3607 | -18.7587 | -24.016 | -22.605 | -24.3873 | -23.1385 | -26.4391 | -23.5692 | -22.9111 | -19.7622 | -21.1669 | -21.8319 | -20.4275 | -19.7182 | -22.828 | -23.1628 | -23.4362 | -22.4488 | -24.6895 | -20.357 | -23.9434 | -23.1176 | -23.4834 | -18.737 | -23.0655 | -20.249 | -19.7695 | -23.1641 | -21.4878 | -16.1704 | -19.116 | -20.1128 | -19.2612 | -19.6588 | -20.6424 | -13.2085 | -19.1894 | -19.0275 | -15.0933 | -19.7411 | -21.3239 | -18.9145 | -14.5846 | -11.7713 | -19.7042 | -20.9341 | -19.5221 | -18.292 | -20.1796 | -15.008 | -17.4554 | -17.8257 | -16.6723 | -17.6357 | -16.6582 | -16.087 | -21.684 | -21.8106 | -23.4546 | -17.1541 | -15.7094 | -16.5476 | -21.9513 | -22.665 | -22.1358 | -20.8905 | -17.7797 | -18.4595 | -15.0581 | -13.1433 | -15.755 | -16.6054 | -15.8428 |  | -17.3429 | -12.9481 | -13.0371 | -13.5848 | -16.9973 | -14.5282 | -17.3871 | -13.3359 | -13.7416 | -17.3715 | -12.8463 | -12.451 | -15.0517 | -14.5948 | -14.0519 | -11.1069 | -17.7659 | -13.3198 | -15.3942 | -13.016 | -7.7245 | -13.9299 | -14.0233 | -14.2604 | -16.788 | -13.6174 | -15.5356 | -14.6934 | -13.8163 | -15.4896 | -13.0559 | -18.212 | -11.9734 | -16.3497 | -11.4367 | -11.6798 | -15.5179 | -15.4007 | -14.1683 | -13.7727 | -15.9597 | -13.7507 | -14.5357 | -12.9391 | -17.6225 | -15.8727 | -14.9332 | -16.7384 | -5.915 | -6.2817 | -2.3724 | -2.9723 | -2.1444 | -5.9655 | -9.8592 | -10.4564 | -12.9179 | -7.8483 | -12.6691 | -13.4065 | -14.2616 | -14.2713 | -20.7311 | -7.4526 | -8.703 | -10.0003 | -9.6336 | -14.3368 | -9.3056 | -8.1948 | -10.627 | -11.2501 | -9.2057 | -9.0493 | -3.5449 | -10.2972 | -9.705 | -7.7202 | -13.5746 | -13.4256 | -17.3478 | -16.4803 | -10.4411 | -11.8993 | -16.9901 | -16.2678 | -9.9752 | -12.0189 | -9.0073 | -10.6356 | -12.7744 | -9.3405 | -10.9161 | -10.3962 | -11.699 | -10.8499 | -8.6608 | -12.5112 | -5.83 | -7.9439 | -6.5615 | -2.1857
63% | -0.82019 | -2.8605 | -1.4784 | -1.1487 | -1.0521 | -2.655 | 0.26462 | -0.73044 | 0.38049 | -1.1448 | 0.14333 | -0.58218 | -2.6598 | -2.4248 | -2.0109 | -3.2747 |  |  | -4.6391 | -3.7429 | -3.7849 | -3.3056 | -3.2973 | -2.4377 | -4.2878 | -5.0573 | -5.5567 | -3.8598 | -4.8746 | -4.3723 | -0.94361 | -1.4532 | -1.6924 | 0.82127 | -0.24483 | 1.4615 | -1.9017 | -2.9673 | -2.8432 | -2.544 | -1.888 | -2.6971 | -2.4158 | -4.4861 | -3.0032 | -4.4209 | -3.4477 | -0.87353 | -0.93972 | 0.70662 | -3.0458 | -4.0212 | -3.4801 | -3.4505 | -12.0115 | -13.4418 | -12.3855 | -11.2781 | -12.3814 | -8.5896 | -9.9218 | -10.7645 | -8.0677 | -8.8267 | -7.4015 |  | -11.6623 | -9.5718 | -10.258 | -10.5274 | -9.142 | -9.2069 | -11.045 | -12.6078 | -13.0894 | -15.6344 | -10.4572 | -12.7079 | -5.7739 | -4.8439 | -5.1562 | -6.7822 | -5.3077 |  | -10.501 | -9.7264 | -7.4972 | -9.1276 | -7.3961 | -6.8928 | -9.9123 | -10.1073 | -7.6461 | -9.53 | -6.7044 | -7.733 | -13.9731 | -13.3246 | -13.3761 | -12.384 | -12.4748 | -14.5749 | -13.2435 | -13.299 | -12.8091 | -12.7516 | -13.9749 | -13.946 | -26.4825 | -20.027 | -24.5823 | -20.2985 | -22.6585 | -17.6224 | -20.5375 | -17.8244 | -21.2279 | -21.1128 | -23.4992 | -18.9231 | -22.1389 | -22.5655 | -23.3711 | -22.232 | -16.1677 | -23.331 | -20.401 | -19.4338 | -21.0457 | -14.8849 | -24.4382 | -21.3156 | -20.9701 | -20.5789 | -16.399 | -22.5316 | -23.3905 | -23.2989 | -16.1951 | -19.0613 | -12.5327 | -19.9567 | -18.2724 | -20.3686 | -22.8826 | -22.2067 | -25.1124 | -16.4228 | -21.6 | -21.7641 | -19.6024 | -21.0727 | -22.4201 | -22.5889 | -22.0897 | -23.026 | -22.9594 | -22.2054 | -22.7485 | -19.3483 | -17.9777 | -19.1722 | -8.9663 | -5.4143 | -6.356 | -3.9607 | -6.9314 | -5.7381 | -8.7283 | -10.4513 | -6.1956 | -5.6384 | -3.0727 | -6.8273 | -7.0783 | -6.5829 | -7.9944 | -6.8709 | -6.173 | -7.3258 | -8.627 | -8.3679 | -7.3221 | -8.0856 | -9.0882 | -8.7606 | -9.3603 | -11.2698 | -13.9351 | -10.1588 | -11.6897 | -10.6012 | -10.4086 | -11.0164 | -10.9319 | -9.7147 | -12.8707 | -10.9856 | -9.5375 | -7.4169 | -8.6972 | -7.7844 | -10.4695 | -13.1118 | -14.2595 | -12.3088 | -14.8655 | -12.7227 | -11.5925 | -13.277 | -10.0603 | -10.314 | -10.0186 | -11.0425 | -7.9471 | -7.7749 | -20.5926 | -18.6904 | -20.0562 | -18.9006 | -21.4541 | -19.9854 | -19.7689 | -19.5504 | -22.1228 | -19.8496 | -18.5565 | -19.3491 | -18.0111 | -20.8208 | -19.9874 | -21.1425 | -17.5463 | -17.2855 | -17.8046 | -17.5632 | -19.7614 | -22.2428 | -19.8347 | -20.2995 | -23.0543 | -24.3308 | -21.6536 | -23.3142 | -15.4908 | -20.2849 | -17.5204 | -23.4298 | -19.5949 | -21.3158 | -20.7571 | -21.1348 | -18.822 | -15.5539 | -19.1794 | -25.1508 | -23.7174 | -22.7254 | -19.7682 | -21.1327 | -23.0565 | -19.9695 | -21.5537 | -20.832 | -20.3825 | -21.0041 | -23.9571 | -17.0629 | -22.1006 | -22.3683 | -9.8095 | -13.6592 | -12.9586 | -14.0629 | -18.235 | -11.9913 | -11.4894 | -16.4705 | -14.0202 | -14.8697 | -13.2897 | -13.7355 | -10.4231 | -12.171 | -12.5999 | -13.2343 | -11.8591 | -13.8114 | -9.4049 | -12.3881 | -13.9052 | -12.0557 | -12.7284 | -11.2276 | -11.7419 | -8.882 | -12.4972 | -13.4949 | -8.8662 | -13.1776 | -13.4949 | -11.672 | -14.7441 | -12.4589 | -12.7899 | -12.4576 | -11.8034 | -12.9877 | -17.4314 | -16.6826 | -19.646 | -14.1352 | -20.0367 | -12.4677 | -16.4396 | -17.0259 | -12.5856 | -21.2948 | -18.2087 | -17.3163 | -14.68 | -15.1554 | -14.1818 | -15.2318 | -21.5587 | -22.6115 | -21.2781 | -22.7923 | -22.1034 | -21.3838 | -16.5706 | -22.3 | -20.3352 | -22.7546 | -23.2896 | -20.6127 | -19.6644 | -21.7645 | -25.1058 | -19.1789 | -21.3931 | -23.3521 | -18.776 | -23.2639 | -24.3441 | -22.3324 |  |  | -21.1815 | -25.7979 | -23.7615 | -28.1662 | -24.8425 | -23.8102 | -20.1623 | -18.3465 | -21.7355 | -20.8662 | -23.4086 | -23.8977 | -20.1901 | -20.8959 | -16.7623 | -19.4385 | -20.8705 | -17.9189 | -22.8769 | -21.2143 | -23.4203 | -22.8893 | -24.8815 | -22.6286 | -21.2505 | -17.6476 | -20.1797 | -21.3307 | -19.2229 | -19.1475 | -22.281 | -22.1972 | -23.2004 | -21.629 | -23.7795 | -19.7879 | -23.0515 | -22.139 | -23.1829 | -17.8403 | -21.8862 | -19.5172 | -18.0307 | -21.8191 | -20.8521 | -14.8363 | -17.8319 | -18.974 | -19.1679 | -19.4744 | -19.6953 | -11.9067 | -18.7249 | -18.2848 | -15.0866 | -18.4378 | -20.1949 | -18.4959 | -14.378 | -11.1193 | -18.6128 | -19.4538 | -18.6972 | -17.1648 | -19.5819 | -13.8467 | -15.5791 | -16.936 | -15.3617 | -16.4024 | -15.3844 | -14.8796 | -20.6516 | -21.7174 | -22.5828 | -15.6537 | -14.8658 | -14.8671 | -21.0691 | -22.3631 | -21.0035 | -19.5965 | -16.6848 | -18.0156 | -14.5942 | -13.9457 | -15.5002 | -17.2158 | -16.2398 |  | -16.9173 | -13.1817 | -12.2266 | -12.9683 | -16.691 | -14.768 | -17.1988 | -13.2729 | -13.9595 | -17.3998 | -12.8354 | -12.3657 | -13.9224 | -14.1224 | -12.8205 | -9.9123 | -18.2315 | -13.152 | -14.918 | -12.3357 | -7.3163 | -13.0134 | -12.6207 | -13.7953 | -16.5456 | -12.4474 | -15.0128 | -14.1233 | -13.5455 | -15.3514 | -12.205 | -17.703 | -11.2465 | -15.7117 | -10.5928 | -11.1153 | -14.5988 | -14.0456 | -13.1955 | -12.4936 | -14.7646 | -13.1026 | -13.5519 | -12.8312 | -17.3114 | -15.2842 | -13.6326 | -16.0665 | -6.2522 | -6.722 | -2.7965 | -3.8323 | -3.1272 | -7.3496 | -10.1832 | -10.7333 | -14.4721 | -8.3793 | -13.482 | -14.9698 | -14.6928 | -15.2506 | -22.0564 | -8.3756 | -8.8632 | -10.5424 | -10.5034 | -15.0448 | -10.3532 | -8.5185 | -10.9183 | -12.6081 | -10.2457 | -9.2444 | -4.5735 | -10.6427 | -9.7391 | -7.9139 | -14.1121 | -13.6576 | -17.6824 | -16.7352 | -10.7453 | -11.9681 | -16.4272 | -16.1184 | -10.1373 | -11.261 | -9.0441 | -10.9186 | -12.6083 | -8.8861 | -10.9162 | -11.0598 | -11.8025 | -10.4959 | -8.2793 | -12.4425 | -5.6187 | -8.4164 | -6.7778 | -1.8648
64% | -0.80182 | -2.8356 | -1.4792 | -1.0337 | -1.3505 | -2.603 | -0.022055 | 0.038436 | 0.59389 | -0.88834 | 0.66868 | -0.63026 | -1.862 | -1.9718 | -2.3776 | -2.853 |  |  | -4.2058 | -3.4678 | -3.5414 | -3.0673 | -3.0001 | -2.0295 | -4.5287 | -4.703 | -5.3816 | -4.301 | -5.0483 | -4.5916 | -0.56945 | -0.99352 | -1.2518 | 0.95329 | 0.1151 | 1.3452 | -1.3229 | -2.3524 | -2.7637 | -1.9299 | -1.6523 | -2.0879 | -1.6109 | -4.4319 | -2.4528 | -4.3892 | -2.9283 | -0.31628 | -0.54948 | 1.2308 | -2.8029 | -3.4982 | -2.8787 | -3.2352 | -11.7897 | -12.8658 | -12.84 | -11.6164 | -11.5172 | -8.8701 | -9.5863 | -10.4358 | -8.1123 | -8.2873 | -7.3279 |  | -11.294 | -10.1506 | -10.3571 | -10.7766 | -8.9311 | -9.4407 | -11.1014 | -13.1863 | -12.386 | -14.932 | -10.4059 | -12.3016 | -6.0795 | -5.096 | -5.7759 | -6.067 | -4.9586 |  | -9.7802 | -9.3795 | -7.2839 | -8.9796 | -7.5779 | -7.0843 | -9.8821 | -9.8804 | -7.7931 | -9.6022 | -6.8929 | -7.3973 | -13.2263 | -12.7603 | -12.4326 | -11.9446 | -11.9973 | -14.1284 | -12.7561 | -13.1265 | -12.3126 | -12.0397 | -13.4968 | -13.744 | -25.4488 | -18.3444 | -23.0718 | -17.6153 | -20.6623 | -16.0265 | -19.9787 | -16.7778 | -19.1974 | -19.2172 | -22.5233 | -17.353 | -20.6588 | -20.6187 | -21.1512 | -21.0438 | -14.3006 | -22.2247 | -19.1307 | -17.7317 | -19.1951 | -14.0489 | -22.751 | -20.0114 | -18.9954 | -18.8077 | -14.6618 | -21.0206 | -22.626 | -21.8141 | -14.6352 | -17.8151 | -10.5703 | -19.1219 | -17.1908 | -19.3665 | -21.1324 | -20.453 | -23.6094 | -14.2148 | -19.5701 | -20.4697 | -18.3621 | -19.5979 | -21.5688 | -21.502 | -20.5098 | -22.4594 | -20.4806 | -20.5355 | -21.2528 | -17.6255 | -15.7335 | -17.7195 | -8.5073 | -5.2668 | -5.8376 | -3.873 | -6.8752 | -5.4858 | -8.4799 | -9.3381 | -5.5053 | -5.2393 | -2.1687 | -6.2395 | -7.3137 | -6.5916 | -7.9094 | -6.9019 | -5.3216 | -8.0746 | -9.1077 | -9.4729 | -7.4199 | -7.8678 | -8.6627 | -9.031 | -10.5163 | -11.6654 | -14.4431 | -9.9903 | -12.8294 | -10.6477 | -10.7636 | -11.0406 | -11.8288 | -9.942 | -13.6367 | -10.8143 | -9.7851 | -7.4268 | -10.1734 | -8.266 | -10.8042 | -12.5874 | -14.8529 | -13.144 | -15.2135 | -12.2822 | -11.0694 | -12.5606 | -10.6271 | -10.1973 | -9.8363 | -10.6191 | -7.9737 | -7.6576 | -19.2051 | -17.9314 | -19.1346 | -18.153 | -20.9586 | -19.8404 | -19.139 | -19.2289 | -21.5567 | -19.2076 | -18.0748 | -19.4719 | -17.7751 | -20.8234 | -19.4059 | -20.8713 | -17.6506 | -17.4146 | -18.1901 | -17.7908 | -19.5971 | -21.6869 | -19.9114 | -20.2507 | -22.923 | -23.8907 | -20.9715 | -23.1715 | -15.2119 | -20.0894 | -18.1877 | -24.4004 | -19.7916 | -20.985 | -20.8662 | -21.5529 | -19.2318 | -16.2876 | -19.5269 | -26.3328 | -23.1995 | -22.8738 | -18.969 | -20.9114 | -22.2364 | -19.9582 | -20.6837 | -20.5285 | -20.0379 | -21.7501 | -23.7449 | -16.8897 | -22.3527 | -22.812 | -10.1516 | -13.878 | -13.3227 | -13.9015 | -17.4758 | -12.4875 | -11.8752 | -17.2556 | -13.9969 | -14.8271 | -13.0646 | -13.6962 | -10.6857 | -12.0382 | -12.9761 | -14.5054 | -11.8859 | -14.8756 | -10.121 | -11.0701 | -13.424 | -11.596 | -12.5734 | -11.4627 | -11.4014 | -9.0474 | -12.6017 | -13.3133 | -8.6808 | -13.5582 | -14.1639 | -12.3233 | -15.3877 | -13.1585 | -12.7905 | -13.2168 | -12.2071 | -13.3729 | -17.9009 | -17.9126 | -19.9735 | -14.096 | -19.9647 | -12.466 | -16.4756 | -17.203 | -12.4706 | -21.3087 | -18.7102 | -17.9 | -14.614 | -15.5446 | -14.5833 | -16.0186 | -21.4671 | -21.3018 | -20.9943 | -21.8887 | -21.8218 | -20.7257 | -15.134 | -20.9807 | -18.1958 | -21.9993 | -22.2301 | -20.1603 | -17.07 | -21.5163 | -23.1502 | -17.6178 | -20.8755 | -22.8067 | -17.0045 | -21.8501 | -23.9 | -21.5931 |  |  | -21.0968 | -26.1937 | -23.4819 | -26.8008 | -23.7705 | -23.1189 | -19.4383 | -17.7602 | -21.1003 | -20.7471 | -24.2003 | -22.8092 | -18.2816 | -19.2224 | -15.3819 | -17.3523 | -18.9858 | -16.5414 | -21.3106 | -19.3046 | -21.7161 | -22.021 | -22.4661 | -20.9491 | -19.2255 | -15.2244 | -18.7344 | -20.3006 | -17.4968 | -17.9064 | -21.1336 | -20.6771 | -22.1659 | -20.361 | -22.3097 | -18.7316 | -21.6014 | -20.6653 | -22.1532 | -16.4232 | -20.2 | -18.2897 | -15.9436 | -19.9331 | -19.5905 | -12.9427 | -16.1311 | -17.3331 | -18.5651 | -18.611 | -18.1578 | -10.2366 | -17.6021 | -16.9988 | -14.6415 | -16.6486 | -18.5347 | -17.4832 | -13.7665 | -10.172 | -17.0514 | -17.5391 | -17.2641 | -15.4628 | -18.3288 | -12.2356 | -13.3408 | -15.5691 | -13.559 | -14.6971 | -13.5488 | -13.1604 | -19.1312 | -20.9809 | -21.2799 | -13.7715 | -13.5871 | -12.9193 | -19.7999 | -21.4774 | -19.359 | -17.8133 | -15.3701 | -17.1519 | -13.7612 | -14.0151 | -14.9124 | -17.5628 | -15.7657 |  | -16.2015 | -12.8598 | -11.338 | -12.1028 | -16.0575 | -14.6928 | -16.5444 | -12.846 | -13.8674 | -16.9893 | -12.499 | -11.9678 | -12.5523 | -13.2584 | -11.3735 | -8.4162 | -18.0779 | -12.6795 | -14.0706 | -11.4082 | -6.6823 | -11.842 | -11.0212 | -12.9852 | -15.9568 | -11.0174 | -14.2101 | -13.2297 | -13.0174 | -14.7901 | -11.0009 | -16.8521 | -10.2158 | -14.6695 | -9.5085 | -10.216 | -13.2346 | -12.5505 | -11.932 | -10.972 | -13.2485 | -12.0937 | -12.3299 | -12.3658 | -16.6768 | -14.2709 | -12.1531 | -15.0089 | -6.1807 | -6.6632 | -2.9506 | -4.3715 | -3.8963 | -8.0421 | -10.0651 | -10.7275 | -15.6589 | -8.5397 | -13.8074 | -15.923 | -14.6637 | -15.4614 | -22.6317 | -8.7734 | -8.5753 | -10.7826 | -10.8338 | -15.1482 | -10.8247 | -8.4352 | -10.6115 | -13.4151 | -10.8185 | -9.065 | -5.0696 | -10.5201 | -9.379 | -7.7554 | -14.2184 | -13.3349 | -17.4258 | -16.5146 | -10.5545 | -11.5223 | -15.3254 | -15.6549 | -9.9361 | -10.0701 | -8.704 | -10.802 | -12.0657 | -7.9912 | -10.5242 | -11.3144 | -11.5941 | -9.8133 | -7.5421 | -11.9375 | -5.1149 | -8.4473 | -6.6956 | -1.2081
65% | -0.53026 | -2.6041 | -1.2696 | -1.0744 | -1.5408 | -2.2511 | 0.03523 | 0.92438 | 1.0621 | -0.40751 | 1.3959 | -0.26282 | -1.0238 | -1.3154 | -2.4129 | -2.1002 |  |  | -3.5261 | -2.8829 | -3.0099 | -2.5541 | -2.4445 | -1.3999 | -4.3748 | -4.055 | -5.2337 | -4.4094 | -4.902 | -4.4603 | -0.00034513 | -0.29979 | -0.5394 | 1.253 | 0.58898 | 1.5136 | -0.56538 | -1.5442 | -2.3462 | -1.1237 | -1.084 | -1.326 | -0.71315 | -4.0026 | -1.722 | -4.0799 | -2.2302 | 0.24795 | 0.076121 | 1.932 | -2.2981 | -2.7387 | -2.0925 | -2.6838 | -11.2416 | -11.9372 | -12.8914 | -11.3641 | -10.3179 | -8.4388 | -9.1716 | -9.8183 | -7.802 | -7.5253 | -6.8931 |  | -10.5503 | -10.3154 | -10.031 | -10.7304 | -8.4199 | -9.3442 | -10.8135 | -13.0245 | -11.3414 | -13.9213 | -10.0657 | -11.5297 | -6.4864 | -5.1911 | -5.8377 | -5.0435 | -4.419 |  | -8.7528 | -8.6812 | -6.7824 | -8.5452 | -7.6039 | -6.9835 | -9.28 | -9.3039 | -7.4488 | -9.525 | -6.4125 | -6.8688 | -12.0853 | -11.8548 | -11.2794 | -11.1841 | -11.2281 | -13.4265 | -11.9414 | -12.6435 | -11.4416 | -11.0795 | -12.6417 | -13.2787 | -23.8965 | -15.9916 | -20.7939 | -14.8153 | -17.8583 | -13.6708 | -18.933 | -15.0944 | -16.3218 | -16.7572 | -20.8182 | -15.4591 | -18.8572 | -18.2759 | -18.4342 | -19.1026 | -12.2151 | -20.4013 | -17.2507 | -15.2345 | -16.7193 | -12.7418 | -20.1632 | -18.075 | -16.7981 | -16.6115 | -12.603 | -19.1377 | -21.2238 | -19.7456 | -12.5029 | -15.9079 | -8.2473 | -17.5181 | -15.4306 | -17.6464 | -18.8153 | -18.1203 | -21.5963 | -11.7584 | -16.9813 | -18.6558 | -16.639 | -17.6698 | -20.0874 | -19.7966 | -18.3391 | -21.252 | -17.5531 | -18.4367 | -19.2527 | -15.3662 | -13.3876 | -16.1948 | -7.6358 | -4.4897 | -5.0084 | -3.6422 | -6.4348 | -4.8818 | -7.7768 | -7.8289 | -4.3492 | -4.3332 | -1.1474 | -5.0801 | -7.1205 | -6.2486 | -7.4578 | -6.6857 | -4.2401 | -8.414 | -8.8642 | -9.8076 | -6.8422 | -7.5653 | -7.6059 | -8.4321 | -11.0211 | -11.5624 | -14.2963 | -9.3417 | -13.1348 | -10.1592 | -10.5576 | -10.471 | -12.3624 | -9.7653 | -13.6774 | -10.2179 | -9.5786 | -7.046 | -10.8714 | -8.8477 | -10.6069 | -11.6702 | -14.7133 | -13.5331 | -14.9128 | -11.4652 | -10.1864 | -11.3175 | -10.4592 | -9.5567 | -9.2445 | -9.9255 | -7.6798 | -7.0622 | -17.3921 | -16.6292 | -17.7384 | -16.7654 | -19.7869 | -19.0878 | -17.8605 | -18.3903 | -20.4285 | -18.1938 | -17.0257 | -18.8305 | -16.9203 | -20.1486 | -18.1972 | -19.7865 | -17.1011 | -16.9273 | -18.0478 | -17.3584 | -18.643 | -20.624 | -19.2935 | -19.6031 | -22.0858 | -22.8241 | -19.9563 | -22.3842 | -14.4081 | -19.2496 | -18.5013 | -24.7029 | -19.36 | -20.0919 | -20.2873 | -21.2238 | -19.0181 | -16.3669 | -19.4133 | -26.7398 | -21.8987 | -22.325 | -17.6153 | -19.9456 | -20.7538 | -19.2712 | -19.2129 | -19.5225 | -19.0833 | -21.4756 | -22.9853 | -16.0651 | -21.6852 | -22.5029 | -10.1516 | -13.6239 | -13.2783 | -13.2588 | -16.0468 | -12.6453 | -11.7788 | -17.3924 | -13.443 | -14.2574 | -12.3636 | -13.1143 | -10.4629 | -11.4103 | -12.9066 | -15.0228 | -11.3735 | -15.3541 | -10.2744 | -9.4474 | -12.4106 | -10.7075 | -11.9662 | -11.1711 | -10.5828 | -8.7794 | -12.2317 | -12.6462 | -8.0695 | -13.4303 | -14.1468 | -12.3093 | -15.4055 | -13.285 | -12.1999 | -13.1228 | -12.1241 | -13.2498 | -17.4409 | -18.5383 | -19.6426 | -13.5368 | -19.2555 | -12.0463 | -15.8291 | -16.8098 | -11.9156 | -20.6201 | -18.4356 | -17.8934 | -14.0223 | -15.5199 | -14.4342 | -16.09 | -20.5445 | -19.3062 | -19.9975 | -20.4099 | -20.7666 | -19.625 | -13.2707 | -19.2179 | -15.741 | -20.7437 | -20.6531 | -19.2219 | -14.1848 | -20.7008 | -20.7789 | -15.697 | -19.8628 | -21.6538 | -14.9976 | -19.9404 | -22.8499 | -20.2993 |  |  | -20.2741 | -25.7691 | -22.3791 | -24.702 | -22.2111 | -21.5929 | -18.3265 | -16.8601 | -19.6154 | -20.094 | -24.1783 | -21.2658 | -15.9624 | -17.0897 | -13.6557 | -14.9663 | -16.6566 | -14.6278 | -19.2894 | -17.0336 | -19.484 | -20.6294 | -19.1982 | -18.854 | -16.8147 | -12.5752 | -16.9556 | -18.6407 | -15.397 | -16.1119 | -19.5608 | -18.7165 | -20.5368 | -18.6928 | -20.5712 | -17.1662 | -19.7373 | -18.7127 | -20.5343 | -14.5917 | -18.1154 | -16.5612 | -13.6661 | -17.5483 | -17.8405 | -10.9859 | -13.9048 | -15.2503 | -17.2635 | -17.2344 | -16.1276 | -8.3644 | -15.9458 | -15.2389 | -13.7448 | -14.5204 | -16.4735 | -15.9456 | -12.6515 | -8.8065 | -15.0607 | -15.1787 | -15.5331 | -13.3728 | -16.5381 | -10.3492 | -10.8809 | -13.7327 | -11.4144 | -12.6286 | -11.3301 | -11.0464 | -17.206 | -19.7985 | -19.4982 | -11.7232 | -12.0566 | -10.8273 | -18.0352 | -19.9289 | -17.3766 | -15.7617 | -13.6072 | -15.8583 | -12.5631 | -13.7233 | -14.0348 | -17.3606 | -14.8826 |  | -15.1975 | -12.2694 | -10.8186 | -10.9804 | -15.1261 | -14.3829 | -15.6969 | -12.1272 | -13.4291 | -16.2348 | -11.9188 | -11.2715 | -10.843 | -12.1586 | -9.7212 | -6.8162 | -17.4096 | -11.8668 | -13.0791 | -10.2758 | -5.9067 | -10.5062 | -9.2736 | -11.96 | -15.0341 | -9.4205 | -13.1346 | -12.0305 | -12.2541 | -13.8897 | -9.5372 | -15.5753 | -8.9376 | -13.227 | -8.2013 | -9.0847 | -11.8063 | -10.9043 | -10.5266 | -9.2432 | -11.5923 | -10.8631 | -10.8793 | -11.5908 | -15.6348 | -13.1824 | -10.3541 | -13.7869 | -5.7597 | -6.2427 | -2.8089 | -4.7549 | -4.3643 | -8.4375 | -9.5436 | -10.2811 | -16.2881 | -8.4024 | -13.5351 | -16.3712 | -14.324 | -15.3074 | -22.5009 | -8.9595 | -7.9459 | -10.6416 | -10.6195 | -14.5166 | -10.7668 | -8.0059 | -9.917 | -13.7288 | -10.8342 | -8.4796 | -5.2644 | -9.946 | -8.5517 | -7.1834 | -13.8202 | -12.5791 | -16.4032 | -15.5335 | -9.8179 | -10.5227 | -13.7086 | -14.7335 | -9.404 | -8.5799 | -8.0824 | -10.3034 | -11.1061 | -6.8065 | -9.7627 | -11.1748 | -11.0703 | -8.7719 | -6.56 | -11.032 | -4.3463 | -8.1688 | -6.3131 | -0.26056
66% | 0.054158 | -2.1899 | -1.288 | -0.7138 | -1.4411 | -1.7556 | 0.36757 | 1.8218 | 1.5471 | 0.22783 | 2.1685 | 0.35688 | -0.12888 | -0.54312 | -2.1368 | -1.2453 |  |  | -2.6852 | -2.0963 | -2.4037 | -1.8826 | -1.7072 | -0.59733 | -3.8824 | -3.2377 | -4.6535 | -4.2049 | -4.4471 | -4.0723 | 0.65553 | 0.50719 | 0.28416 | 1.6765 | 1.7219 | 1.9539 | 0.25271 | -0.64294 | -1.6662 | -0.23018 | -0.32619 | -0.44411 | 0.21097 | -3.3203 | -1.0709 | -3.5681 | -1.5046 | 0.88148 | 0.82265 | 2.6636 | -1.5988 | -1.797 | -1.164 | -1.9345 | -10.4811 | -10.6472 | -12.6789 | -10.7836 | -8.9002 | -7.7396 | -8.3609 | -8.9228 | -7.2251 | -6.4931 | -6.3181 |  | -9.4848 | -10.1469 | -9.2988 | -10.3934 | -7.6186 | -9.0706 | -10.1567 | -12.6024 | -10.1562 | -12.5833 | -9.4688 | -10.6178 | -6.193 | -5.0031 | -5.613 | -3.9482 | -3.6301 |  | -7.4072 | -7.7139 | -5.9826 | -7.8764 | -7.2877 | -6.5358 | -8.5517 | -8.4228 | -6.8196 | -8.9821 | -5.6836 | -6.095 | -10.844 | -10.6039 | -9.8196 | -10.093 | -10.0664 | -12.3282 | -10.818 | -11.8295 | -10.301 | -9.8398 | -11.4335 | -12.3778 | -21.6608 | -13.3338 | -17.9751 | -11.5835 | -14.7622 | -11.2791 | -17.4026 | -12.9464 | -13.5569 | -13.4697 | -18.0433 | -12.9119 | -16.4758 | -15.438 | -15.3064 | -16.884 | -9.5328 | -17.8559 | -14.8536 | -12.6014 | -13.9997 | -10.8437 | -17.1119 | -14.9831 | -14.2554 | -14.0716 | -10.2768 | -16.8078 | -19.2701 | -17.0826 | -10.0451 | -13.4963 | -5.4065 | -15.1182 | -13.1198 | -15.4204 | -16.3595 | -15.4579 | -19.0492 | -9.1937 | -14.19 | -16.3568 | -14.5986 | -15.1942 | -18.0764 | -17.5982 | -15.8829 | -19.5335 | -13.993 | -15.3905 | -16.4223 | -12.9721 | -10.7228 | -13.5278 | -6.4912 | -3.4814 | -3.9669 | -2.7208 | -5.6032 | -3.8914 | -6.8511 | -6.0861 | -3.0365 | -3.1937 | -0.18066 | -3.7941 | -6.5414 | -5.8813 | -6.5074 | -5.881 | -3.0288 | -8.0567 | -8.3491 | -9.7186 | -5.9969 | -6.515 | -6.2856 | -7.6451 | -11.0299 | -11.1664 | -13.9436 | -8.5258 | -12.949 | -9.3446 | -9.9817 | -9.4732 | -12.2096 | -9.156 | -13.1146 | -9.2693 | -9.0162 | -6.6183 | -10.9123 | -8.464 | -9.9805 | -10.4523 | -13.9293 | -13.2738 | -14.0454 | -9.8998 | -9.0178 | -9.8097 | -9.9006 | -8.6269 | -8.2825 | -8.9292 | -7.0666 | -6.1539 | -15.2837 | -15.0984 | -15.7563 | -14.9866 | -18.063 | -17.5676 | -16.0406 | -16.9351 | -18.7826 | -16.4659 | -15.46 | -17.6499 | -15.516 | -18.7556 | -16.4489 | -18.2328 | -16.2043 | -15.8612 | -17.3981 | -16.3991 | -17.3784 | -19.2761 | -18.0761 | -18.1809 | -20.6355 | -21.1964 | -18.2761 | -21.124 | -13.2358 | -17.9516 | -18.0503 | -24.1368 | -18.366 | -18.6372 | -19.1577 | -20.2545 | -18.3076 | -15.6296 | -18.6327 | -26.5281 | -20.0781 | -20.8011 | -15.8197 | -18.2776 | -18.9086 | -18.0164 | -17.0853 | -17.8969 | -17.5411 | -20.3525 | -21.2952 | -14.675 | -20.2798 | -21.4877 | -9.9237 | -12.9583 | -12.6801 | -12.0923 | -14.1842 | -12.2376 | -11.1801 | -16.7672 | -12.5213 | -13.0874 | -11.1894 | -12.0856 | -9.8839 | -10.4483 | -12.4432 | -14.9781 | -10.3132 | -15.3124 | -10.0187 | -7.7297 | -11.1476 | -9.3404 | -10.8811 | -10.4545 | -9.4022 | -8.1156 | -11.4125 | -11.538 | -7.1885 | -12.6998 | -13.6957 | -11.805 | -14.8253 | -12.7478 | -11.0923 | -12.4631 | -11.5873 | -12.6788 | -16.2035 | -18.3318 | -18.7361 | -12.4811 | -17.8181 | -11.1175 | -14.6218 | -15.7173 | -11.0606 | -19.2489 | -17.5009 | -17.2063 | -12.8164 | -15.0791 | -13.7661 | -15.502 | -19.0564 | -17.0147 | -18.3695 | -18.2992 | -19.2525 | -18.1634 | -11.2098 | -17.1282 | -13.0949 | -19.0355 | -18.6012 | -17.7911 | -11.1258 | -19.2923 | -18.061 | -13.4231 | -18.3733 | -19.9259 | -12.9047 | -17.7304 | -21.1769 | -18.4934 |  |  | -18.6717 | -24.5753 | -20.6255 | -22.1406 | -20.0734 | -19.7268 | -16.7869 | -15.5026 | -17.8515 | -18.7587 | -23.5086 | -19.1253 | -13.0975 | -14.5824 | -11.7208 | -12.5099 | -14.0693 | -12.5753 | -16.7513 | -14.4373 | -16.9003 | -18.7279 | -15.885 | -16.3432 | -13.9865 | -9.9179 | -14.6535 | -16.2395 | -13.1501 | -13.9912 | -17.5216 | -16.4675 | -18.3795 | -16.7577 | -18.0008 | -15.1354 | -17.2526 | -16.4705 | -18.4654 | -12.4855 | -15.7217 | -14.4009 | -11.2604 | -14.9828 | -15.7397 | -8.7785 | -11.569 | -13.0511 | -15.76 | -15.4198 | -13.6467 | -6.2615 | -13.8432 | -13.0622 | -12.342 | -12.158 | -14.0909 | -14.0272 | -11.1295 | -7.2486 | -12.8485 | -12.6976 | -13.3526 | -11.2234 | -14.446 | -8.3069 | -8.2656 | -11.4326 | -9.0477 | -10.2916 | -8.8754 | -8.7086 | -14.9921 | -18.1979 | -17.2851 | -9.6032 | -10.3814 | -8.7471 | -15.8585 | -17.8445 | -15.2262 | -13.6164 | -11.7235 | -14.2469 | -11.1829 | -13.1305 | -12.72 | -16.5531 | -13.6812 |  | -13.9467 | -11.4352 | -10.6975 | -9.6582 | -13.8853 | -13.8281 | -14.3421 | -11.1706 | -12.7232 | -15.0191 | -11.0895 | -10.2331 | -9.0275 | -10.7532 | -7.9331 | -5.1004 | -16.3787 | -10.6649 | -11.5934 | -9.0248 | -4.9653 | -9.0314 | -7.4345 | -10.7244 | -13.7455 | -7.7256 | -11.8162 | -10.6456 | -11.1644 | -12.716 | -7.8749 | -13.8527 | -7.4928 | -11.4359 | -6.6857 | -7.733 | -10.2226 | -9.135 | -9.0275 | -7.3089 | -9.8389 | -9.3842 | -9.1159 | -10.5416 | -14.1993 | -11.7507 | -8.6839 | -12.1974 | -4.9525 | -5.4775 | -2.3905 | -4.7182 | -4.1817 | -8.4466 | -8.6323 | -9.4168 | -16.2554 | -7.7787 | -12.7697 | -16.135 | -13.5805 | -14.5947 | -21.736 | -8.8509 | -6.9138 | -10.1719 | -9.9765 | -13.5203 | -10.1604 | -7.1693 | -8.8452 | -13.3872 | -10.4016 | -7.5785 | -5.1594 | -8.9985 | -7.4104 | -6.235 | -12.8373 | -11.4565 | -15.0364 | -14.2722 | -8.8192 | -9.4168 | -11.7871 | -13.542 | -8.5812 | -6.952 | -7.1282 | -9.4902 | -9.9179 | -5.4408 | -8.7931 | -10.7557 | -10.1835 | -7.5503 | -5.383 | -9.8102 | -3.3864 | -7.5716 | -5.7026 | 0.84908
67% | 0.69237 | -1.6896 | -0.68629 | -0.046123 | -1.0091 | -1.226 | 0.89218 | 2.6961 | 2.3315 | 0.99098 | 3.011 | 1.0068 | 0.82544 | 0.42538 | -1.5454 | -0.28533 |  |  | -1.7511 | -1.2039 | -1.4773 | -1.1031 | -0.79482 | 0.24589 | -3.187 | -2.336 | -3.9118 | -3.773 | -3.7671 | -3.4881 | 1.4531 | 1.3349 | 1.2047 | 2.2794 | 2.3924 | 2.9261 | 1.1142 | 0.28066 | -0.83567 | 0.67929 | 0.55228 | 0.48437 | 1.0562 | -2.4587 | -0.1974 | -2.7996 | -0.63789 | 1.4482 | 1.6504 | 3.351 | -0.78118 | -0.7796 | -0.13173 | -1.0441 | -9.3869 | -9.276 | -12.1078 | -9.9222 | -7.2824 | -6.8678 | -7.137 | -7.7886 | -6.3752 | -5.2827 | -5.4319 |  | -8.2488 | -9.6573 | -8.3139 | -9.6141 | -6.5335 | -8.4027 | -9.1607 | -11.9851 | -8.7597 | -11.076 | -8.592 | -9.4133 | -5.5816 | -4.4134 | -5.0034 | -2.7554 | -2.6511 |  | -6.064 | -6.6002 | -4.9638 | -6.9909 | -6.5804 | -5.8777 | -7.4607 | -7.2599 | -5.9831 | -8.1199 | -4.7195 | -4.8918 | -9.2979 | -9.2388 | -8.127 | -8.8013 | -8.7554 | -10.9712 | -9.4821 | -10.7246 | -8.9238 | -8.3898 | -9.9978 | -11.1721 | -18.9823 | -10.328 | -15.0609 | -8.61 | -11.7178 | -8.4825 | -15.484 | -10.3184 | -10.2346 | -10.5581 | -15.4226 | -10.3854 | -14.0088 | -12.5279 | -11.7128 | -14.2783 | -7.249 | -14.6158 | -12.4687 | -9.9851 | -10.9641 | -8.7404 | -14.2049 | -12.3516 | -11.4543 | -11.2201 | -7.8574 | -13.6962 | -17.0951 | -14.1993 | -7.4433 | -10.7906 | -2.6985 | -12.3877 | -10.3956 | -12.7104 | -13.7031 | -12.7572 | -16.2241 | -6.7805 | -11.3244 | -13.7785 | -12.3169 | -12.5793 | -15.6679 | -15.0537 | -13.1241 | -17.1679 | -10.9507 | -12.6686 | -13.9415 | -10.5536 | -8.1954 | -11.061 | -5.1262 | -2.115 | -2.7299 | -1.6048 | -4.4328 | -2.6093 | -5.8317 | -4.2025 | -1.6999 | -1.9914 | 0.67858 | -2.2953 | -5.6078 | -4.884 | -5.3226 | -4.7891 | -1.7536 | -7.1048 | -7.44 | -9.2815 | -4.9241 | -5.271 | -4.9368 | -6.4678 | -10.5958 | -10.4138 | -13.0175 | -7.4193 | -12.1588 | -8.2244 | -9.0354 | -8.111 | -11.5913 | -8.2375 | -12.1888 | -8.0048 | -7.8437 | -5.8096 | -10.5897 | -7.7312 | -9.0013 | -9.0334 | -12.724 | -12.5643 | -12.6278 | -8.2454 | -7.5264 | -8.1284 | -9.1138 | -7.4412 | -7.1215 | -7.5252 | -6.1985 | -5.0438 | -12.9044 | -13.2312 | -13.7301 | -12.8193 | -16.0722 | -15.7487 | -13.7968 | -15.0276 | -16.7127 | -14.4399 | -13.5562 | -15.9904 | -13.7418 | -16.9531 | -14.4661 | -16.1844 | -14.6703 | -14.1533 | -16.3893 | -15.1185 | -15.5495 | -17.1705 | -16.4405 | -16.3192 | -18.7999 | -19.1787 | -16.3596 | -19.4074 | -11.7592 | -16.1974 | -17.1647 | -23.095 | -16.7849 | -16.9272 | -17.6115 | -18.735 | -17.0772 | -14.2044 | -17.3858 | -25.5018 | -17.9446 | -18.8669 | -13.7492 | -16.3262 | -16.749 | -16.2336 | -14.7195 | -15.9069 | -15.5602 | -18.7942 | -19.3054 | -12.7151 | -18.3754 | -19.9842 | -9.3076 | -11.9085 | -11.656 | -10.5265 | -11.8987 | -11.4081 | -10.1546 | -15.6069 | -11.1079 | -11.622 | -9.6607 | -10.6838 | -8.9449 | -9.2116 | -11.5585 | -14.5374 | -9.1389 | -14.7551 | -9.4436 | -5.7738 | -9.3414 | -7.665 | -9.2904 | -9.2855 | -8.0292 | -7.1024 | -10.1084 | -10.0436 | -6.0678 | -11.5944 | -12.6644 | -10.857 | -13.7053 | -11.7681 | -9.703 | -11.2594 | -10.5939 | -11.5719 | -14.6868 | -17.6173 | -17.0784 | -11.2015 | -16.059 | -9.8278 | -13.1412 | -14.1155 | -9.787 | -17.5319 | -15.6017 | -15.6613 | -11.3899 | -14.0649 | -12.443 | -14.6807 | -17.3678 | -14.4286 | -16.3314 | -15.7084 | -17.1927 | -16.0408 | -9.0398 | -14.8046 | -10.3965 | -16.7847 | -16.3125 | -15.9369 | -8.061 | -17.6417 | -14.9352 | -10.8016 | -16.518 | -17.9272 | -10.7595 | -15.1675 | -19.0564 | -16.287 |  |  | -16.6668 | -22.6607 | -18.4483 | -19.3008 | -17.6091 | -17.1758 | -14.7264 | -13.7717 | -15.7371 | -16.8781 | -22.154 | -16.8271 | -10.3125 | -11.7861 | -9.6763 | -9.9613 | -11.6286 | -10.4209 | -13.8333 | -11.4639 | -14.1421 | -16.3694 | -12.4717 | -13.5116 | -11.0462 | -7.3314 | -12.3421 | -13.6108 | -10.652 | -11.535 | -15.1581 | -13.9654 | -15.9791 | -14.6416 | -15.2309 | -12.9495 | -14.6183 | -13.9704 | -16.0735 | -10.3266 | -13.1682 | -12.2347 | -8.9822 | -12.2361 | -13.4203 | -6.5808 | -9.1288 | -10.4342 | -13.9009 | -13.3045 | -11.0737 | -4.1251 | -11.5663 | -10.7603 | -10.6188 | -9.7133 | -11.5512 | -11.8255 | -9.3431 | -5.5683 | -10.4514 | -10.0702 | -11.0755 | -8.9845 | -12.0406 | -6.2386 | -5.8048 | -8.9871 | -6.6941 | -7.869 | -6.3422 | -6.2806 | -12.6088 | -16.2119 | -14.9254 | -7.4479 | -8.5487 | -6.6724 | -13.6792 | -15.6707 | -12.7522 | -11.2374 | -9.7989 | -12.4352 | -9.5039 | -12.1856 | -11.0975 | -15.2774 | -12.2477 |  | -12.4439 | -10.4245 | -10.0074 | -8.208 | -12.4106 | -13.0491 | -12.8579 | -9.799 | -11.7179 | -13.6894 | -9.8915 | -8.9547 | -7.1586 | -9.2255 | -6.1586 | -3.4342 | -15.0282 | -9.3054 | -10.0286 | -7.5956 | -3.9038 | -7.4708 | -5.6519 | -9.3569 | -12.3287 | -5.7744 | -10.3759 | -9.0658 | -9.8839 | -11.282 | -6.0674 | -11.9891 | -5.9999 | -9.5157 | -5.0606 | -6.2323 | -8.5875 | -7.3448 | -7.4818 | -5.3672 | -8.0163 | -7.7161 | -7.2127 | -9.3005 | -12.5171 | -10.0284 | -6.5663 | -10.6364 | -3.956 | -4.3967 | -1.7371 | -4.421 | -3.7682 | -7.9218 | -7.3746 | -8.3388 | -15.644 | -6.8809 | -11.4256 | -15.2604 | -12.4765 | -13.459 | -20.1682 | -8.4047 | -5.7374 | -9.4103 | -8.8739 | -11.9641 | -9.1601 | -6.0578 | -7.5236 | -12.5374 | -9.5859 | -6.3739 | -4.7542 | -7.6634 | -5.8697 | -5.0571 | -11.6702 | -9.9651 | -13.058 | -12.4993 | -7.3194 | -8.0224 | -9.7145 | -12.0111 | -7.5011 | -5.1096 | -5.9376 | -8.4451 | -8.3362 | -3.9917 | -7.491 | -9.9831 | -9.0712 | -6.0621 | -4.0942 | -8.2029 | -2.3036 | -6.7052 | -4.7683 | 2.2514
68% | 1.4823 | -1.1977 | 0.013962 | 0.72027 | -0.45103 | -0.45437 | 1.6049 | 3.5304 | 3.0782 | 1.7002 | 3.8175 | 1.7607 | 1.6645 | 1.4666 | -0.72696 | 0.66146 |  |  | -0.82534 | -0.24088 | -0.59389 | -0.29947 | -0.038051 | 1.033 | -2.4068 | -1.4946 | -3.1553 | -3.2502 | -2.956 | -2.7797 | 2.1937 | 2.4968 | 2.2944 | 2.912 | 3.0921 | 3.5678 | 1.9093 | 1.1614 | 0.056877 | 1.5608 | 1.4076 | 1.3277 | 1.8181 | -1.5209 | 0.57797 | -1.9406 | 0.18927 | 1.9747 | 2.5236 | 3.9877 | 0.088773 | 0.24322 | 0.88823 | -0.091619 | -8.1817 | -7.7841 | -11.1701 | -8.739 | -5.568 | -5.8009 | -5.8413 | -6.4893 | -5.2705 | -3.8926 | -4.4207 |  | -6.8308 | -8.8247 | -7.1262 | -8.6318 | -5.1895 | -7.4038 | -8.2276 | -11.063 | -7.2629 | -9.5386 | -7.4584 | -8.0628 | -4.7212 | -3.7012 | -4.2201 | -1.5605 | -1.5203 |  | -4.4841 | -5.2851 | -3.7772 | -5.8398 | -5.6092 | -4.9731 | -6.1962 | -5.9873 | -4.9171 | -7.0095 | -3.6994 | -3.5818 | -7.6656 | -7.6173 | -6.46 | -7.4201 | -7.3634 | -9.3999 | -7.9572 | -9.3978 | -7.4799 | -6.8659 | -8.4283 | -9.6948 | -16.2392 | -7.3843 | -11.6029 | -5.7906 | -8.5427 | -5.4381 | -13.0528 | -7.2271 | -6.6425 | -7.3794 | -11.8743 | -7.9155 | -11.215 | -9.4302 | -8.7422 | -11.4538 | -4.9356 | -11.5668 | -9.7736 | -7.3012 | -8.1947 | -6.4081 | -10.9589 | -9.406 | -8.8025 | -8.5485 | -5.4864 | -10.7758 | -14.5894 | -11.1536 | -4.7577 | -7.6397 | -0.068576 | -9.3872 | -7.2809 | -9.3506 | -10.8993 | -9.889 | -13.3558 | -4.5169 | -8.4578 | -11.1499 | -9.7433 | -9.9262 | -13.1819 | -12.1085 | -10.0821 | -14.7023 | -8.0607 | -9.7964 | -11.3355 | -8.1788 | -5.8767 | -8.1527 | -3.5993 | -0.61133 | -1.322 | -0.36194 | -3.0681 | -1.2397 | -4.3789 | -2.2736 | -0.13388 | -0.54322 | 1.3385 | -0.71845 | -4.3197 | -3.7226 | -3.9223 | -3.5573 | -0.51803 | -6.0302 | -6.1685 | -8.5511 | -3.7599 | -3.8498 | -3.5952 | -5.1513 | -9.8826 | -9.3755 | -11.7462 | -6.0191 | -10.9483 | -6.8277 | -7.7476 | -6.5441 | -10.6165 | -7.0947 | -10.9716 | -6.5044 | -6.4095 | -4.6858 | -9.7565 | -6.7583 | -7.7753 | -7.3929 | -11.2574 | -11.4605 | -10.9507 | -6.4084 | -6.1962 | -6.3436 | -7.9742 | -6.0664 | -5.8287 | -6.1119 | -5.3225 | -3.7448 | -10.4979 | -11.0031 | -11.5696 | -10.5354 | -13.8917 | -13.3177 | -11.4036 | -12.8785 | -14.3999 | -12.2265 | -11.3992 | -13.9912 | -11.6204 | -14.8849 | -12.3443 | -13.5656 | -12.8854 | -12.329 | -15.0148 | -13.5299 | -13.6255 | -15.1093 | -14.2915 | -14.2917 | -16.683 | -16.8977 | -14.3763 | -17.4047 | -10.0677 | -14.0873 | -15.8408 | -21.4861 | -14.9928 | -15.0593 | -15.7185 | -16.8189 | -15.4421 | -12.4075 | -15.8222 | -23.8736 | -15.1417 | -16.691 | -11.5031 | -14.0671 | -14.3335 | -14.067 | -12.3472 | -13.7387 | -12.9041 | -16.7168 | -17.0637 | -10.5969 | -16.1095 | -18.0472 | -8.3659 | -10.4609 | -10.2505 | -8.8907 | -9.5741 | -10.1033 | -8.9409 | -13.9749 | -9.2753 | -9.8106 | -7.9411 | -8.8672 | -7.7665 | -7.5753 | -10.2367 | -13.6338 | -7.4748 | -13.7606 | -8.5517 | -3.9665 | -7.6295 | -5.8676 | -7.5871 | -7.7595 | -6.383 | -5.8609 | -8.6039 | -8.3237 | -4.7695 | -10.0955 | -11.196 | -9.5288 | -12.141 | -10.361 | -7.9229 | -9.6441 | -9.2148 | -10.2021 | -12.651 | -16.4678 | -15.1909 | -9.5845 | -14.0716 | -8.3027 | -11.3334 | -12.2157 | -8.2807 | -15.2072 | -13.7784 | -13.8234 | -9.5518 | -12.6722 | -10.7582 | -13.3087 | -15.0389 | -11.8729 | -13.9206 | -13.0096 | -14.7803 | -14.0052 | -6.8276 | -12.2697 | -7.6886 | -14.3162 | -13.9251 | -13.6271 | -5.2577 | -15.4269 | -12.0513 | -8.2484 | -14.4878 | -15.7504 | -8.6674 | -12.3862 | -16.7526 | -13.7949 |  |  | -14.3554 | -20.2742 | -15.7586 | -16.0694 | -15.0614 | -14.6007 | -12.4276 | -11.962 | -13.5309 | -15.0387 | -20.3784 | -14.1177 | -7.6273 | -9.0654 | -7.4646 | -7.3851 | -9.1616 | -7.9353 | -11.0309 | -8.6905 | -11.2213 | -13.7574 | -9.0898 | -10.65 | -8.3019 | -4.8449 | -10.0044 | -10.9725 | -8.0509 | -9.133 | -12.3558 | -11.4795 | -13.3427 | -12.2912 | -12.4658 | -10.5445 | -11.9907 | -11.4875 | -13.3726 | -8.0212 | -10.6268 | -9.7492 | -6.7943 | -9.5685 | -11.0162 | -4.5196 | -6.8176 | -7.9795 | -11.7603 | -11.0191 | -8.4593 | -2.0198 | -9.2435 | -8.3979 | -8.7 | -7.2673 | -8.9496 | -9.4796 | -7.3677 | -3.8041 | -8.1272 | -7.4641 | -8.764 | -6.8145 | -9.6308 | -4.2238 | -3.4343 | -6.5088 | -4.2873 | -5.2887 | -3.8476 | -3.8551 | -10.192 | -13.9992 | -12.5582 | -5.4389 | -6.7707 | -4.7118 | -11.2558 | -13.2566 | -10.3479 | -8.994 | -7.7991 | -10.3384 | -7.7526 | -10.9265 | -9.493 | -13.7891 | -10.5055 |  | -10.6778 | -9.1361 | -8.6068 | -6.7065 | -10.8269 | -11.9859 | -11.1071 | -8.4744 | -10.4433 | -12.0548 | -8.6202 | -7.57 | -5.3731 | -7.6518 | -4.3979 | -1.8368 | -13.3788 | -7.7679 | -8.4135 | -6.148 | -2.8461 | -5.961 | -3.9613 | -7.8613 | -10.6176 | -4.0521 | -8.9458 | -7.4588 | -8.4892 | -9.6006 | -4.3175 | -9.8386 | -4.5348 | -7.5915 | -3.5013 | -4.7015 | -6.9317 | -5.5962 | -6.0183 | -3.488 | -6.1564 | -5.9931 | -5.469 | -7.9546 | -10.761 | -8.4433 | -4.696 | -8.9372 | -2.7883 | -2.9666 | -0.8253 | -3.9142 | -2.967 | -6.9785 | -5.9462 | -7.0721 | -14.6614 | -5.7665 | -9.8721 | -13.8722 | -11.1017 | -11.8685 | -18.2291 | -7.7234 | -4.2959 | -8.417 | -7.4923 | -10.1255 | -7.8097 | -4.7205 | -5.813 | -11.2733 | -8.4683 | -4.8384 | -4.0712 | -6.031 | -4.2683 | -3.6872 | -10.0173 | -8.0589 | -10.9426 | -10.4212 | -5.7849 | -6.491 | -7.5046 | -10.3638 | -6.1563 | -3.3726 | -4.5819 | -7.158 | -6.6452 | -2.5195 | -6.1234 | -8.9487 | -7.6524 | -4.5177 | -2.7756 | -6.246 | -1.0591 | -5.6982 | -3.753 | 3.6505
69% | 2.3792 | -0.34006 | 0.76206 | 1.4721 | 0.20553 | 0.28777 | 2.4192 | 4.1338 | 3.7774 | 2.4891 | 4.5815 | 2.652 | 2.3113 | 2.4437 | 0.20381 | 1.5305 |  |  | 0.031845 | 0.67321 | 0.30964 | 0.47647 | 0.66423 | 1.7549 | -1.5608 | -0.74961 | -2.4184 | -2.5425 | -2.1677 | -1.9436 | 2.866 | 3.2801 | 3.2997 | 3.5096 | 3.7618 | 4.1933 | 2.5827 | 1.9608 | 0.98488 | 2.3238 | 2.2619 | 2.0685 | 2.4189 | -0.65189 | 1.4135 | -0.98356 | 0.94715 | 2.3585 | 3.3498 | 4.6108 | 1.0068 | 1.2433 | 1.9933 | 0.85082 | -6.8378 | -6.1875 | -9.9464 | -7.4858 | -3.9589 | -4.5745 | -4.396 | -5.0343 | -4.141 | -2.5536 | -3.3113 |  | -5.2879 | -7.7388 | -5.6993 | -7.4578 | -3.8313 | -6.2037 | -7.0522 | -9.9118 | -5.8257 | -7.999 | -6.1439 | -6.6561 | -3.6815 | -2.7322 | -3.3728 | -0.41 | -0.29424 |  | -2.876 | -3.8675 | -2.4799 | -4.5735 | -4.5841 | -3.9944 | -4.8782 | -4.6052 | -3.7105 | -5.7623 | -2.4593 | -2.1757 | -6.0409 | -5.9049 | -4.738 | -5.8243 | -5.8688 | -7.7031 | -6.3482 | -7.8928 | -5.9302 | -5.2367 | -6.7791 | -8.083 | -12.9921 | -4.4192 | -8.4091 | -3.2137 | -5.3855 | -2.7786 | -10.2559 | -4.6863 | -3.7171 | -4.7643 | -8.8217 | -5.1051 | -8.5857 | -6.5982 | -6.1276 | -8.6916 | -2.8921 | -8.6756 | -7.3982 | -4.7211 | -5.4466 | -4.2032 | -7.9947 | -5.986 | -6.2022 | -6.0303 | -3.1733 | -8.0424 | -12.0829 | -8.1922 | -2.1595 | -4.3812 | 2.3356 | -6.1203 | -4.1701 | -5.9149 | -8.1627 | -7.2062 | -10.558 | -2.4506 | -5.731 | -8.4354 | -7.2515 | -7.2942 | -10.5713 | -9.0213 | -7.0189 | -11.9792 | -5.3972 | -7.0384 | -8.4662 | -5.8934 | -3.689 | -5.7903 | -2.0197 | 0.93461 | 0.049181 | 0.9707 | -1.5849 | 0.20346 | -2.7963 | -0.48714 | 1.3257 | 0.56639 | 1.9482 | 0.70566 | -2.8768 | -2.4535 | -2.4221 | -2.2386 | 0.74484 | -4.7424 | -4.8441 | -7.2938 | -2.466 | -2.3455 | -2.143 | -3.7824 | -8.9319 | -7.9793 | -10.4132 | -4.5078 | -9.627 | -5.4016 | -6.3508 | -4.8759 | -9.3758 | -5.7679 | -9.5108 | -4.9347 | -4.8972 | -3.4702 | -8.4203 | -5.7887 | -6.2886 | -5.6812 | -9.5412 | -10.0744 | -9.0543 | -4.5583 | -4.5489 | -4.6012 | -6.5564 | -4.5897 | -4.3506 | -4.6283 | -4.2365 | -2.3731 | -8.0982 | -9.0115 | -9.3524 | -8.2956 | -11.242 | -11.0086 | -8.9172 | -10.6521 | -11.9467 | -9.9833 | -9.1271 | -11.7553 | -9.5756 | -12.4238 | -10.1252 | -11.1655 | -11.0006 | -10.1976 | -13.2098 | -11.6044 | -11.447 | -12.9456 | -12.0778 | -11.9371 | -14.4172 | -14.533 | -12.2928 | -15.2654 | -8.1942 | -11.7173 | -14.2327 | -19.6109 | -13.0149 | -12.9481 | -13.6177 | -14.7748 | -13.5139 | -10.6406 | -13.7522 | -22.008 | -12.5664 | -13.9752 | -9.1873 | -11.6287 | -11.8721 | -11.7922 | -9.9439 | -11.4356 | -10.4253 | -14.2424 | -14.4073 | -8.383 | -13.787 | -15.9284 | -7.1691 | -8.9003 | -8.637 | -6.896 | -7.1198 | -8.704 | -7.4791 | -12.0688 | -7.4817 | -7.8977 | -6.0592 | -7.0701 | -6.3755 | -5.8411 | -8.7498 | -12.433 | -5.8288 | -12.1714 | -7.3464 | -2.2643 | -5.8487 | -4.0873 | -5.8362 | -6.1187 | -4.7067 | -4.445 | -6.9662 | -6.4525 | -3.4089 | -8.4136 | -9.572 | -7.9179 | -10.3516 | -8.424 | -6.1143 | -7.8924 | -7.5293 | -8.527 | -10.4594 | -14.4167 | -13.0395 | -7.8654 | -11.7709 | -6.526 | -9.3734 | -10.1587 | -6.7139 | -12.8193 | -11.5865 | -12.0364 | -7.6349 | -11.0652 | -8.9529 | -11.1756 | -12.6167 | -9.3333 | -11.1344 | -10.3115 | -12.1207 | -11.2273 | -4.7139 | -9.627 | -5.1373 | -11.6646 | -11.3714 | -11.2249 | -2.6374 | -12.9832 | -8.8544 | -5.5024 | -12.0546 | -13.0827 | -6.6905 | -9.8855 | -14.3089 | -11.3482 |  |  | -11.6704 | -17.3938 | -13.0477 | -13.0086 | -12.4357 | -11.7591 | -10.3143 | -9.9246 | -11.1229 | -12.626 | -18.2806 | -11.5332 | -5.0286 | -6.2701 | -5.4448 | -4.7575 | -6.8026 | -5.7959 | -8.2833 | -5.9375 | -8.3622 | -11.0399 | -5.9355 | -7.8772 | -5.643 | -2.5717 | -7.7277 | -8.2782 | -5.6866 | -6.6933 | -9.7866 | -8.9896 | -10.6415 | -10.1368 | -9.7066 | -8.2423 | -9.2442 | -8.9995 | -10.6485 | -5.7357 | -8.2359 | -7.5654 | -4.7513 | -7.1269 | -8.6384 | -2.6291 | -4.555 | -5.5767 | -9.5066 | -8.4519 | -5.8858 | -0.11427 | -6.9364 | -6.0418 | -6.671 | -4.9638 | -6.3526 | -7.1541 | -5.3875 | -2.0621 | -5.8938 | -5.1437 | -6.4622 | -4.8348 | -7.2157 | -2.346 | -1.1271 | -4.272 | -2.0973 | -2.867 | -1.5365 | -1.5932 | -7.7662 | -11.5291 | -10.2052 | -3.5534 | -5.0089 | -2.945 | -9.0619 | -10.7624 | -7.9128 | -7.0138 | -5.9159 | -8.361 | -6.0654 | -9.5308 | -7.6385 | -11.8779 | -8.7119 |  | -8.9191 | -7.7308 | -6.7961 | -5.2464 | -9.092 | -10.8431 | -9.3049 | -7.0435 | -8.7664 | -10.2522 | -7.3175 | -5.847 | -3.6739 | -6.0605 | -2.7353 | -0.36729 | -11.5777 | -6.2097 | -6.7932 | -4.7206 | -1.753 | -4.4965 | -2.451 | -6.3236 | -8.9921 | -2.338 | -7.4468 | -5.8644 | -7.0627 | -7.8603 | -2.6188 | -7.6909 | -3.118 | -5.7557 | -2.0947 | -3.249 | -5.2645 | -3.8888 | -4.5602 | -1.6778 | -4.3055 | -4.3031 | -3.5901 | -6.443 | -9.0628 | -6.587 | -3.0132 | -7.2864 | -1.4472 | -1.6029 | 0.36843 | -3.1821 | -2.0115 | -5.8023 | -4.3542 | -5.7206 | -13.2653 | -4.3901 | -7.9619 | -11.916 | -9.4777 | -10.1182 | -15.7615 | -6.8367 | -2.7776 | -7.1572 | -5.921 | -8.0523 | -6.2756 | -3.3084 | -4.2163 | -9.5265 | -7.1132 | -3.2282 | -3.1282 | -4.2937 | -2.5941 | -2.021 | -8.1337 | -6.3229 | -8.4112 | -8.4548 | -4.1446 | -4.9881 | -5.4324 | -8.6938 | -4.7231 | -1.7371 | -3.1751 | -5.7546 | -4.9776 | -1.1691 | -4.6925 | -7.7352 | -5.9702 | -2.9397 | -1.4976 | -4.4895 | 0.13951 | -4.6047 | -2.5785 | 5.062
70% | 3.0914 | 0.6723 | 1.5881 | 2.0626 | 1.0019 | 0.91432 | 3.2757 | 4.8425 | 4.3889 | 3.2258 | 5.137 | 3.4152 | 2.8049 | 3.3724 | 1.1817 | 2.3475 |  |  | 0.7775 | 1.3912 | 1.0186 | 1.3275 | 1.2836 | 2.393 | -0.83063 | 0.013707 | -1.6182 | -1.8249 | -1.2547 | -1.1544 | 3.4678 | 3.8666 | 3.9192 | 4.0989 | 4.3165 | 4.8058 | 3.1424 | 2.5897 | 1.8615 | 2.9271 | 3.0359 | 2.6915 | 2.8682 | 0.32034 | 1.981 | -0.039188 | 1.6001 | 2.6722 | 4.0915 | 5.0953 | 1.9664 | 2.0612 | 3.0634 | 1.7168 | -5.5108 | -4.7206 | -8.4891 | -5.9718 | -2.459 | -3.1981 | -2.9581 | -3.6615 | -2.8471 | -1.2149 | -2.1308 |  | -3.7558 | -6.3973 | -4.354 | -6.1063 | -2.4409 | -5.0108 | -5.7944 | -8.5766 | -4.4516 | -6.527 | -4.7534 | -5.1766 | -2.4977 | -1.6956 | -2.2906 | 0.72742 | 0.98221 |  | -1.363 | -2.4062 | -1.2068 | -3.252 | -3.3337 | -2.8495 | -3.4918 | -3.1813 | -2.3905 | -4.3735 | -1.1773 | -0.6836 | -4.399 | -4.2703 | -3.1037 | -4.2754 | -4.3243 | -6.0018 | -4.7745 | -6.3314 | -4.4211 | -3.6576 | -5.1489 | -6.3845 | -10.001 | -1.7383 | -5.5114 | -0.87122 | -2.333 | -0.096003 | -7.7585 | -2.3737 | -0.95294 | -2.2673 | -5.665 | -2.3473 | -5.9178 | -4.0445 | -3.6865 | -6.2271 | -1.0105 | -5.6304 | -4.9337 | -2.4121 | -2.8436 | -2.1107 | -5.0418 | -3.2674 | -3.834 | -3.7206 | -1.105 | -5.3796 | -9.6824 | -5.4121 | 0.22512 | -1.5907 | 4.3961 | -2.5263 | -1.4819 | -2.9225 | -5.8039 | -4.4632 | -8.0719 | -0.61424 | -3.2322 | -6.0523 | -4.8811 | -4.7077 | -8.0076 | -6.1761 | -4.3227 | -9.2811 | -3.0988 | -4.1441 | -6.158 | -3.8997 | -1.7313 | -3.6357 | -0.48162 | 2.483 | 1.3337 | 2.3062 | -0.075321 | 1.5696 | -1.2186 | 1.0972 | 2.687 | 1.855 | 2.3809 | 2.0342 | -1.3014 | -1.1537 | -0.90723 | -0.89404 | 1.9235 | -3.3386 | -3.4553 | -5.8424 | -1.3297 | -0.83402 | -0.7631 | -2.4419 | -7.5495 | -6.4344 | -8.9106 | -3.0837 | -7.8893 | -3.9606 | -4.9743 | -3.2171 | -7.953 | -4.349 | -7.9178 | -3.2978 | -3.3891 | -2.2308 | -6.8124 | -4.4809 | -4.7311 | -4.0593 | -7.5676 | -8.5053 | -7.0367 | -2.6576 | -2.9739 | -2.8926 | -5.0815 | -3.1906 | -2.9028 | -3.2983 | -3.0676 | -1.0206 | -5.9926 | -6.9887 | -7.2167 | -6.0931 | -8.8667 | -8.5221 | -6.5048 | -8.4247 | -9.5087 | -7.8064 | -6.8993 | -9.4352 | -7.5861 | -10.1181 | -7.8959 | -8.7595 | -9.081 | -7.7666 | -11.3446 | -9.6925 | -9.3898 | -10.6983 | -9.8511 | -9.7443 | -12.0963 | -12.1881 | -10.2312 | -13.0944 | -6.2589 | -9.4656 | -12.3496 | -17.4247 | -10.9076 | -10.738 | -11.4449 | -12.5951 | -11.1778 | -8.9859 | -11.7383 | -19.8583 | -9.8909 | -11.4501 | -7.0057 | -9.2113 | -9.4906 | -9.438 | -7.6937 | -9.1647 | -8.0143 | -11.2848 | -11.9763 | -5.8496 | -11.3536 | -13.6983 | -5.7539 | -7.1505 | -6.8887 | -5.1352 | -4.9417 | -6.9455 | -5.8052 | -9.9637 | -5.5455 | -5.9843 | -4.168 | -5.2433 | -4.8453 | -4.1792 | -7.1296 | -10.8158 | -4.222 | -10.3482 | -5.9795 | -0.78495 | -4.2375 | -2.3724 | -4.0142 | -4.3859 | -3.0468 | -2.9394 | -5.2033 | -4.6171 | -2.1015 | -6.7097 | -7.7261 | -6.1827 | -8.2967 | -6.6615 | -4.3178 | -6.0607 | -5.8817 | -6.8441 | -8.3819 | -12.4112 | -10.4467 | -6.0237 | -9.4334 | -4.7874 | -7.3303 | -7.9137 | -5.0535 | -10.2009 | -8.7388 | -9.8754 | -5.9207 | -9.4896 | -7.0025 | -9.2052 | -10.379 | -6.9413 | -8.4132 | -7.7974 | -9.3063 | -8.6846 | -2.7567 | -7.2004 | -2.8587 | -9.0068 | -8.8863 | -8.8505 | -0.33292 | -10.4064 | -6.16 | -3.0752 | -9.8315 | -10.0449 | -4.9937 | -7.4253 | -11.7282 | -8.9039 |  |  | -9.0316 | -14.4496 | -10.3625 | -10.1185 | -9.8978 | -9.1351 | -8.1466 | -7.7334 | -8.8756 | -10.4878 | -15.9755 | -9.1481 | -2.5223 | -3.8556 | -3.7036 | -2.6586 | -4.8996 | -3.8466 | -5.6793 | -3.4981 | -5.6642 | -8.3657 | -3.107 | -5.3009 | -3.2007 | -0.6347 | -5.5659 | -5.733 | -3.4518 | -4.3516 | -7.2392 | -6.6098 | -7.921 | -8.041 | -6.9507 | -6.0704 | -6.7507 | -6.616 | -8.0389 | -3.5671 | -6.0133 | -5.4298 | -3.0127 | -4.9131 | -6.304 | -0.89666 | -2.6085 | -3.3144 | -6.8836 | -6.1624 | -3.5371 | 1.5986 | -4.7477 | -3.7886 | -4.6308 | -2.8551 | -3.9272 | -4.9319 | -3.4765 | -0.4108 | -3.8421 | -2.9645 | -4.1364 | -3.0836 | -5.0819 | -0.63512 | 0.6688 | -2.0767 | -0.19477 | -0.6927 | 0.46445 | 0.47502 | -5.5644 | -9.0862 | -7.9713 | -1.9142 | -3.4316 | -1.3922 | -6.7925 | -8.4133 | -5.7464 | -5.0805 | -4.2158 | -6.5079 | -4.274 | -8.1437 | -5.6827 | -10.0343 | -7.0253 |  | -7.0377 | -6.2986 | -4.8759 | -3.7785 | -7.2371 | -9.4538 | -7.4106 | -5.5204 | -7.2251 | -8.5108 | -5.8521 | -4.1468 | -2.0765 | -4.5559 | -1.2324 | 0.90319 | -9.6793 | -4.6294 | -5.2301 | -3.2311 | -0.66228 | -3.1065 | -1.0557 | -4.8124 | -7.3855 | -0.78428 | -5.8668 | -4.2937 | -5.6584 | -6.2083 | -1.0983 | -5.5889 | -1.7622 | -3.9965 | -0.71279 | -1.8073 | -3.6485 | -2.3311 | -3.2572 | 0.049036 | -2.5396 | -2.5291 | -2.0238 | -5.064 | -7.0525 | -4.9576 | -1.4351 | -5.827 | -0.22893 | -0.17488 | 1.5082 | -2.2802 | -0.8643 | -4.4019 | -2.6833 | -4.2781 | -11.4501 | -2.8106 | -6.1583 | -9.5928 | -7.669 | -8.1128 | -13.3457 | -5.681 | -1.318 | -5.8086 | -4.2049 | -5.8505 | -4.2273 | -1.911 | -2.5109 | -7.6781 | -5.5854 | -1.5301 | -2.0568 | -2.484 | -0.99608 | -0.5077 | -6.2519 | -4.4876 | -6.0205 | -6.2816 | -2.1629 | -3.5133 | -3.4639 | -7.0082 | -3.321 | -0.18698 | -1.7117 | -4.2978 | -3.379 | 0.10767 | -3.131 | -6.2369 | -4.3214 | -1.4371 | -0.33692 | -2.7268 | 1.3199 | -3.4018 | -1.1647 | 6.4596
71% | 3.8201 | 1.6624 | 2.4234 | 2.7073 | 1.8229 | 1.6011 | 4.0194 | 5.2533 | 4.9452 | 3.7215 | 5.6417 | 4.3995 | 3.2936 | 4.0541 | 2.2221 | 2.9989 |  |  | 1.3769 | 2.0338 | 1.6232 | 1.9812 | 1.788 | 2.9786 | -0.17689 | 0.49332 | -0.95461 | -1.072 | -0.54765 | -0.3498 | 3.978 | 4.354 | 4.4152 | 4.6554 | 4.8207 | 5.3673 | 3.5795 | 3.0951 | 2.6389 | 3.3983 | 3.6497 | 3.1829 | 3.2 | 1.0945 | 2.5346 | 0.82475 | 2.1859 | 2.9317 | 4.777 | 5.4822 | 2.8132 | 2.8418 | 4.3233 | 2.4427 | -4.1024 | -3.233 | -7.0087 | -4.6074 | -1.0691 | -1.7823 | -1.5428 | -2.2951 | -1.5293 | 0.13272 | -0.93602 |  | -2.311 | -4.9672 | -2.9573 | -4.7124 | -1.0797 | -3.7663 | -4.7515 | -7.0929 | -3.1894 | -5.1565 | -3.385 | -3.7753 | -1.2265 | -0.47153 | -1.2329 | 1.7131 | 2.2842 |  | 0.062624 | -0.99719 | 0.041668 | -1.9185 | -2.0807 | -1.6638 | -2.0931 | -1.7967 | -1.0258 | -2.949 | 0.15031 | 0.74678 | -2.8359 | -2.6817 | -1.6252 | -2.7367 | -2.8982 | -4.3609 | -3.2422 | -4.8377 | -2.9967 | -2.2582 | -3.5883 | -4.6457 | -7.138 | 0.62928 | -2.7681 | 1.2394 | 0.13906 | 2.2724 | -5.4328 | 0.05902 | 1.6321 | 0.24618 | -3.0335 | -0.14691 | -3.5795 | -1.7003 | -1.6321 | -3.9699 | 0.71954 | -2.789 | -2.5495 | -0.37292 | -0.75249 | -0.22329 | -2.6037 | -0.65955 | -1.8574 | -1.7022 | 0.58166 | -2.996 | -7.3671 | -2.868 | 2.313 | 0.87346 | 6.1731 | 0.30821 | 0.96354 | -0.082948 | -3.658 | -2.3028 | -5.8821 | 1.1255 | -1.0316 | -3.9386 | -2.7444 | -2.3732 | -5.5996 | -3.4878 | -1.8727 | -6.5034 | -1.183 | -1.9351 | -3.9443 | -2.2276 | -0.10816 | -1.7609 | 0.9642 | 3.9155 | 2.4761 | 3.5488 | 1.3694 | 2.9343 | 0.27702 | 2.1876 | 3.8456 | 3.0773 | 2.7051 | 3.1913 | 0.22256 | 0.079819 | 0.53768 | 0.37135 | 2.9059 | -1.886 | -2.0502 | -4.2933 | -0.23503 | 0.57026 | 0.39042 | -1.067 | -6.0675 | -4.945 | -7.145 | -1.6522 | -6.0314 | -2.4489 | -3.5887 | -1.704 | -6.4068 | -2.9418 | -6.3465 | -1.7545 | -1.9187 | -1.0722 | -5.1032 | -3.154 | -3.2498 | -2.5513 | -5.6038 | -6.8613 | -5.1029 | -0.95465 | -1.4349 | -1.4326 | -3.6248 | -1.8282 | -1.5317 | -2.0301 | -1.8975 | 0.23207 | -4.0926 | -5.2477 | -5.1674 | -4.0689 | -6.6555 | -6.337 | -4.2754 | -6.3662 | -7.2037 | -5.6907 | -4.8304 | -7.1571 | -5.6618 | -8.0044 | -5.7009 | -6.491 | -7.2381 | -5.7358 | -9.2504 | -7.8579 | -7.3953 | -8.6837 | -7.6772 | -7.5686 | -9.8064 | -10.0012 | -8.1854 | -10.9971 | -4.398 | -7.3252 | -10.2123 | -15.0821 | -8.8071 | -8.3006 | -9.2759 | -10.4104 | -8.6895 | -7.387 | -9.7104 | -17.2028 | -7.6014 | -8.975 | -4.9624 | -6.9387 | -7.2867 | -7.13 | -5.7119 | -7.0031 | -5.5865 | -8.712 | -9.5832 | -3.6822 | -8.9664 | -11.35 | -4.3431 | -5.5371 | -5.2619 | -3.4043 | -3.0536 | -5.3408 | -4.1977 | -7.7458 | -3.6307 | -4.0938 | -2.3673 | -3.3969 | -3.3113 | -2.4585 | -5.5221 | -9.006 | -2.5917 | -8.3168 | -4.5789 | 0.42347 | -2.7595 | -0.8115 | -2.3232 | -2.7003 | -1.5693 | -1.5141 | -3.5288 | -2.8913 | -0.80069 | -5.0066 | -5.8372 | -4.515 | -6.2915 | -4.7421 | -2.7345 | -4.2726 | -4.3083 | -5.0591 | -6.1526 | -10.2763 | -8.0918 | -4.3228 | -7.2782 | -3.1186 | -5.4315 | -5.8518 | -3.4677 | -7.8261 | -6.6814 | -7.4986 | -4.2293 | -7.5114 | -5.1123 | -7.2376 | -8.1255 | -4.8259 | -5.5491 | -5.4507 | -6.8312 | -6.2468 | -0.96681 | -4.905 | -0.85336 | -6.4392 | -6.618 | -6.426 | 1.5826 | -7.6442 | -3.4995 | -0.76201 | -7.5152 | -7.2142 | -3.529 | -5.0505 | -9.387 | -6.6441 |  |  | -6.4881 | -11.5706 | -7.7172 | -7.5627 | -7.6112 | -6.6952 | -6.1733 | -5.6541 | -6.7372 | -8.2846 | -13.6136 | -6.9351 | -0.35435 | -1.489 | -2.1988 | -0.8332 | -3.262 | -2.1945 | -3.3562 | -1.2398 | -3.21 | -5.7768 | -0.69145 | -3.0297 | -1.1134 | 0.98143 | -3.4933 | -3.4507 | -1.5153 | -2.3512 | -4.739 | -4.461 | -5.4664 | -6.064 | -4.393 | -3.9331 | -4.3905 | -4.4635 | -5.5016 | -1.7549 | -3.8919 | -3.3217 | -1.515 | -2.941 | -4.2537 | 0.61227 | -0.89797 | -1.3798 | -4.552 | -3.6755 | -1.4026 | 3.1384 | -2.7137 | -1.7707 | -2.6579 | -0.92629 | -1.7228 | -2.8734 | -1.7053 | 1.0765 | -1.9613 | -1.0801 | -2.1827 | -1.4542 | -3.107 | 0.81497 | 2.2551 | -0.19028 | 1.5017 | 1.1469 | 2.1853 | 2.2494 | -3.4962 | -6.7272 | -5.9504 | -0.47787 | -2.0688 | -0.06787 | -4.9158 | -6.2861 | -3.5969 | -3.3631 | -2.7573 | -4.5774 | -2.6248 | -6.5662 | -3.9882 | -7.9208 | -5.1827 |  | -5.2539 | -4.8354 | -3.0209 | -2.3257 | -5.5293 | -8.0646 | -5.4693 | -3.7344 | -5.5937 | -6.8209 | -4.3627 | -2.5464 | -0.69432 | -3.1897 | 0.092339 | 1.9901 | -7.6768 | -3.0681 | -3.7118 | -1.9064 | 0.45507 | -1.8604 | 0.14663 | -3.2636 | -5.8294 | 0.57228 | -4.5028 | -2.8996 | -4.1872 | -4.5747 | 0.30768 | -3.5663 | -0.46431 | -2.2853 | 0.47729 | -0.44455 | -2.1875 | -1.0537 | -2.1041 | 1.6062 | -0.93816 | -0.87686 | -0.39424 | -3.5585 | -5.4343 | -3.3811 | 0.053211 | -4.3737 | 0.94499 | 1.2558 | 2.5804 | -1.301 | 0.4399 | -2.7217 | -1.2339 | -2.6955 | -9.3797 | -1.3663 | -4.118 | -7.2216 | -5.8209 | -6.0106 | -10.8183 | -4.4019 | 0.010996 | -4.4705 | -2.5534 | -3.9898 | -2.5951 | -0.56243 | -0.90818 | -5.4329 | -4.036 | 0.085777 | -0.89845 | -0.74265 | 0.49481 | 1.0061 | -4.3527 | -2.6859 | -3.6886 | -3.8188 | -0.635 | -2.0987 | -1.7266 | -5.2965 | -1.8576 | 1.2286 | -0.19802 | -2.9248 | -1.8995 | 1.1961 | -1.7311 | -4.6623 | -2.4924 | -0.070944 | 0.73582 | -1.0342 | 2.4369 | -2.198 | 0.065668 | 7.7146
72% | 4.4834 | 2.4879 | 3.3496 | 3.4249 | 2.5891 | 2.2089 | 4.7082 | 5.5383 | 5.4574 | 4.2182 | 5.9732 | 5.1881 | 3.6009 | 4.634 | 3.1949 | 3.6549 |  |  | 1.8406 | 2.6667 | 2.1299 | 2.4854 | 2.1576 | 3.3163 | 0.34958 | 0.90884 | -0.4413 | -0.30092 | 0.093763 | 0.33024 | 4.4561 | 4.7853 | 4.807 | 5.1373 | 5.3578 | 5.8186 | 3.9206 | 3.4812 | 3.3079 | 3.7542 | 4.1385 | 3.567 | 3.4998 | 1.8509 | 2.9257 | 1.7021 | 2.7279 | 3.1235 | 5.3848 | 5.8034 | 3.4949 | 3.6607 | 5.1763 | 3.0851 | -2.6994 | -1.9168 | -5.4467 | -3.263 | 0.11225 | -0.44111 | -0.16302 | -0.9592 | -0.26136 | 1.2249 | 0.030587 |  | -0.96266 | -3.602 | -1.6025 | -3.2584 | 0.34974 | -2.5208 | -3.7218 | -5.5619 | -2.0151 | -3.8648 | -2.0306 | -2.4096 | 0.050964 | 0.6571 | -0.14978 | 2.6004 | 3.5913 |  | 1.3812 | 0.47779 | 1.2445 | -0.60856 | -0.93031 | -0.45539 | -0.79901 | -0.48964 | 0.49335 | -1.5914 | 1.3588 | 2.1239 | -1.391 | -1.2705 | -0.33054 | -1.3898 | -1.6097 | -2.875 | -1.8045 | -3.3875 | -1.7855 | -1.0174 | -2.1119 | -3.0857 | -4.4185 | 2.6959 | -0.46462 | 2.7573 | 2.3019 | 4.2495 | -2.9867 | 1.7773 | 3.8076 | 2.0327 | -0.56441 | 1.8362 | -1.4569 | 0.54719 | -0.078314 | -1.9601 | 2.3382 | -0.51471 | -0.60297 | 1.5768 | 0.9549 | 1.6267 | -0.59488 | 1.4419 | -0.1164 | -0.057214 | 2.0528 | -0.96406 | -5.1784 | -0.68463 | 4.1235 | 3.0107 | 7.5889 | 2.842 | 3.0404 | 3.1188 | -1.7844 | -0.51134 | -4.0255 | 2.2962 | 0.78425 | -2.1206 | -0.87548 | -0.35107 | -3.3405 | -1.0665 | 0.18649 | -4.0111 | 0.36245 | -0.051821 | -2.1571 | -0.79914 | 1.2435 | -0.23179 | 2.3161 | 5.2113 | 3.436 | 4.6642 | 2.6753 | 4.0519 | 1.5984 | 3.205 | 4.7871 | 4.1392 | 2.9177 | 4.1317 | 1.6808 | 1.2625 | 1.7867 | 1.5782 | 3.7165 | -0.46477 | -0.81025 | -2.6781 | 0.81454 | 1.7187 | 1.5514 | 0.27009 | -4.6864 | -3.3749 | -5.5409 | -0.36999 | -4.3251 | -1.0373 | -2.0794 | -0.20113 | -4.9688 | -1.6247 | -4.7507 | -0.31098 | -0.52037 | 0.1027 | -3.38 | -1.8691 | -1.7657 | -1.2259 | -3.7221 | -5.2659 | -3.2206 | 0.57564 | -0.092975 | -0.22184 | -2.3059 | -0.58176 | -0.24023 | -0.8554 | -0.81549 | 1.3536 | -2.4241 | -3.6528 | -3.2232 | -2.2469 | -4.4248 | -4.3462 | -2.3884 | -4.4873 | -5.0985 | -3.8668 | -3.0824 | -4.9946 | -4.0356 | -6.0243 | -3.8756 | -4.4651 | -5.5207 | -3.8344 | -7.2029 | -6.0884 | -5.578 | -6.8353 | -5.9101 | -5.6079 | -7.7466 | -8.0265 | -6.334 | -9.1151 | -2.7403 | -5.3802 | -8.2468 | -12.7127 | -6.8805 | -6.4035 | -7.2943 | -8.3094 | -6.4812 | -5.616 | -7.4779 | -14.7211 | -5.5436 | -6.5413 | -3.2334 | -4.8936 | -5.3619 | -5.0006 | -4.0471 | -5.0758 | -3.3814 | -6.3418 | -7.3645 | -1.7888 | -6.4694 | -9.0818 | -2.5183 | -3.8292 | -3.5676 | -1.8175 | -1.3597 | -3.7211 | -2.6418 | -5.6373 | -1.9286 | -2.3647 | -0.70406 | -1.7777 | -1.8029 | -0.93592 | -3.9001 | -7.2669 | -1.1639 | -6.3877 | -3.2287 | 1.4121 | -1.4289 | 0.53129 | -0.76668 | -1.1678 | -0.18548 | -0.27838 | -1.9705 | -1.3712 | 0.21512 | -3.4475 | -4.0771 | -2.8139 | -4.4628 | -2.9528 | -1.2696 | -2.6428 | -2.7615 | -3.4459 | -4.271 | -7.683 | -5.9908 | -2.7105 | -5.2632 | -1.4825 | -3.7042 | -3.8647 | -1.9881 | -5.5146 | -4.5958 | -5.5975 | -2.4438 | -5.8708 | -3.4016 | -5.4415 | -5.4458 | -2.9569 | -3.0543 | -3.3763 | -4.4756 | -3.2833 | 0.5535 | -2.8591 | 0.9014 | -4.0676 | -4.573 | -4.0354 | 3.2609 | -5.0938 | -1.3834 | 1.3094 | -4.8256 | -4.4983 | -2.3352 | -3.159 | -7.2408 | -4.5507 |  |  | -4.1243 | -8.8112 | -5.3984 | -5.4359 | -5.5821 | -4.4658 | -4.1812 | -3.7109 | -4.8448 | -6.3239 | -11.2572 | -4.9809 | 1.3252 | 0.36643 | -0.91352 | 0.74732 | -1.8915 | -0.82582 | -1.3983 | 0.67979 | -1.0696 | -3.4079 | 1.3508 | -1.0213 | 0.65994 | 2.4203 | -1.8527 | -1.4211 | 0.2427 | -0.55178 | -2.5933 | -2.5775 | -3.2601 | -4.3519 | -2.1551 | -1.9958 | -2.3352 | -2.5771 | -3.2442 | -0.10529 | -2.1422 | -1.4802 | -0.2529 | -1.2772 | -2.3364 | 1.9013 | 0.55083 | 0.41168 | -2.3098 | -1.5326 | 0.46101 | 4.4261 | -0.95483 | -0.0063219 | -0.81559 | 0.76881 | 0.24511 | -1.0252 | -0.10272 | 2.383 | -0.27083 | 0.46248 | -0.42149 | -0.09911 | -1.3851 | 2.1106 | 3.6305 | 1.4678 | 2.9249 | 2.8936 | 3.6496 | 3.8814 | -1.7855 | -4.4677 | -4.0613 | 0.63982 | -0.83438 | 1.0761 | -3.2536 | -4.3914 | -1.8573 | -1.8995 | -1.4511 | -3.0127 | -1.1417 | -4.7654 | -2.3183 | -6.1009 | -3.6129 |  | -3.5435 | -3.4311 | -1.422 | -0.96831 | -3.9318 | -6.603 | -3.7086 | -2.2103 | -4.0003 | -5.1833 | -2.8796 | -1.0661 | 0.43959 | -1.928 | 1.199 | 2.9126 | -5.8949 | -1.5708 | -2.3234 | -0.65368 | 1.5136 | -0.76545 | 1.1331 | -1.8649 | -4.3766 | 1.7674 | -3.0937 | -1.5834 | -2.714 | -3.0639 | 1.4975 | -1.7976 | 0.69001 | -0.8056 | 1.5913 | 0.70516 | -0.91009 | 0.079418 | -1.1697 | 2.857 | 0.43903 | 0.64163 | 0.97572 | -2.301 | -3.9799 | -1.9063 | 1.3885 | -2.9552 | 2.0871 | 2.7043 | 3.7931 | -0.26202 | 1.7526 | -0.96874 | 0.15186 | -1.4396 | -7.4414 | 0.082044 | -2.2889 | -4.5556 | -4.0925 | -4.0447 | -8.5161 | -3.1535 | 1.2685 | -3.0222 | -0.87637 | -2.1406 | -1.0129 | 0.68759 | 0.52729 | -3.4503 | -2.4993 | 1.5983 | 0.3279 | 0.78997 | 1.8454 | 2.4403 | -2.6363 | -0.89339 | -1.6944 | -1.9913 | 0.80654 | -0.75968 | -0.27769 | -3.7082 | -0.44908 | 2.2893 | 1.118 | -1.637 | -0.58792 | 2.0818 | -0.39297 | -3.0674 | -0.74842 | 1.2153 | 1.6265 | 0.52808 | 3.4043 | -1.0951 | 1.35 | 8.8381
73% | 5.0521 | 3.2796 | 4.2204 | 3.9136 | 3.5264 | 2.6677 | 5.2804 | 5.8106 | 5.8384 | 4.6491 | 6.3099 | 5.9677 | 3.8235 | 5.1005 | 3.9631 | 4.0966 |  |  | 2.1972 | 3.0141 | 2.4605 | 2.9327 | 2.4331 | 3.6618 | 0.77187 | 1.1858 | 0.32868 | 0.47779 | 0.56882 | 0.89845 | 4.8186 | 5.0592 | 5.1128 | 5.5638 | 5.8513 | 6.234 | 4.2184 | 3.8152 | 3.8736 | 4.0212 | 4.5186 | 4.0457 | 3.7988 | 2.4931 | 3.2568 | 2.4589 | 3.2755 | 3.328 | 6.0427 | 6.0689 | 4.2346 | 4.1452 | 5.9181 | 3.6154 | -1.4905 | -0.79937 | -3.9699 | -1.9698 | 1.1026 | 0.72098 | 1.1092 | 0.25037 | 1.0101 | 2.2501 | 1.0552 |  | 0.36611 | -2.2105 | -0.31945 | -2.0058 | 1.5084 | -1.2637 | -2.8 | -4.2015 | -1.0382 | -2.7905 | -0.76951 | -1.1049 | 1.248 | 1.8547 | 0.95723 | 3.4732 | 4.7542 |  | 2.5847 | 1.8087 | 2.4748 | 0.61242 | 0.2762 | 0.74344 | 0.41481 | 0.70688 | 1.7309 | -0.27497 | 2.5002 | 3.3893 | -0.16588 | 0.068872 | 0.75311 | -0.12426 | -0.44746 | -1.5344 | -0.52366 | -2.0625 | -0.66396 | 0.091866 | -0.79992 | -1.618 | -2.1408 | 4.4292 | 1.4667 | 3.9751 | 4.0775 | 5.8955 | -0.82267 | 3.2052 | 5.3958 | 3.5197 | 1.3617 | 3.5407 | 0.3075 | 2.2025 | 1.1807 | 0.1369 | 3.3888 | 1.524 | 1.1202 | 2.9767 | 2.3461 | 3.0613 | 1.126 | 3.1787 | 1.1662 | 1.1959 | 3.1637 | 0.73274 | -3.2847 | 1.1355 | 5.7055 | 5.2978 | 8.7449 | 5.0078 | 4.7929 | 5.3065 | -0.2719 | 0.99175 | -2.5384 | 3.1684 | 2.1886 | -0.67129 | 0.66477 | 1.3341 | -1.2974 | 0.97144 | 1.8872 | -1.6688 | 1.5757 | 1.5232 | -0.7257 | 0.34703 | 2.309 | 1.174 | 3.4233 | 6.2332 | 4.2781 | 5.6688 | 3.8984 | 5.0533 | 2.7521 | 3.9424 | 5.4975 | 5.001 | 3.099 | 4.8214 | 2.9946 | 2.2616 | 2.8966 | 2.6342 | 4.4424 | 0.81537 | 0.52765 | -1.2167 | 1.7178 | 2.762 | 2.4328 | 1.3412 | -3.3111 | -1.867 | -4.0129 | 0.77612 | -2.662 | 0.20132 | -0.89082 | 1.0915 | -3.5305 | -0.2319 | -3.3894 | 0.93679 | 0.68238 | 1.1201 | -1.681 | -0.66963 | -0.43372 | -0.14076 | -2.0146 | -3.652 | -1.517 | 1.8535 | 1.0052 | 0.75993 | -0.8144 | 0.46617 | 0.89071 | 0.12772 | 0.11292 | 2.3023 | -0.99349 | -2.2346 | -1.7778 | -0.73513 | -2.6869 | -2.586 | -0.75401 | -2.8752 | -3.2657 | -2.2861 | -1.3811 | -3.0912 | -2.6173 | -4.3738 | -2.3361 | -2.6664 | -4.0123 | -2.1303 | -5.2736 | -4.4845 | -3.9769 | -5.2041 | -3.8272 | -3.9356 | -5.9813 | -6.3054 | -4.7772 | -7.3463 | -1.186 | -3.6898 | -6.2991 | -10.4575 | -5.1726 | -4.4917 | -5.4797 | -6.4163 | -4.4938 | -3.9149 | -5.6136 | -12.2451 | -3.7424 | -4.4592 | -1.7903 | -3.1055 | -3.6896 | -3.1434 | -2.647 | -3.505 | -1.4917 | -4.1272 | -5.3564 | -0.098364 | -4.5366 | -6.9649 | -0.7471 | -2.3317 | -2.045 | -0.2887 | -0.00031589 | -2.1971 | -1.2272 | -3.7402 | -0.41012 | -0.87654 | 0.73592 | -0.38795 | -0.51934 | 0.51313 | -2.388 | -5.3954 | 0.078387 | -4.3032 | -1.8496 | 2.1273 | -0.36897 | 1.6174 | 0.6057 | 0.19093 | 0.94748 | 0.89907 | -0.56266 | -0.03877 | 1.1834 | -2.0296 | -2.4149 | -1.3391 | -2.7814 | -1.438 | -0.0014651 | -1.1244 | -1.2419 | -1.9794 | -2.5168 | -5.6161 | -4.0546 | -1.2647 | -3.544 | -0.060741 | -2.2154 | -2.1431 | -0.67695 | -3.5845 | -2.7661 | -3.757 | -1.0476 | -4.0702 | -1.8809 | -3.6911 | -3.4346 | -1.395 | -0.67421 | -1.6141 | -2.2361 | -0.7491 | 1.7703 | -1.0475 | 2.3733 | -1.9053 | -2.7587 | -1.8677 | 4.5358 | -2.5229 | 0.53073 | 3.2034 | -2.6681 | -1.7387 | -1.3293 | -1.439 | -5.2825 | -2.8283 |  |  | -2.06 | -6.2599 | -3.3161 | -3.58 | -3.8566 | -2.5548 | -2.5423 | -1.9263 | -3.1464 | -4.5541 | -9.0508 | -3.3211 | 2.7777 | 1.9478 | 0.15072 | 2.0288 | -0.76195 | 0.32381 | 0.12593 | 2.2701 | 0.64511 | -1.247 | 2.9879 | 0.67285 | 2.1962 | 3.3601 | -0.49552 | 0.2737 | 1.6924 | 0.82878 | -0.6379 | -0.75735 | -1.1978 | -2.6447 | -0.2101 | -0.39606 | -0.43439 | -0.87777 | -1.2721 | 1.349 | -0.66832 | 0.0049284 | 0.82724 | 0.076427 | -0.69931 | 2.989 | 1.8368 | 1.9225 | -0.11 | 0.11202 | 2.1221 | 5.4464 | 0.62992 | 1.509 | 0.87041 | 2.2095 | 1.914 | 0.51188 | 1.3203 | 3.5183 | 1.1715 | 1.7898 | 1.131 | 0.95051 | 0.022265 | 3.1177 | 4.8171 | 2.9002 | 4.2219 | 4.2232 | 4.8099 | 5.1755 | -0.30554 | -2.3397 | -2.5681 | 1.6062 | 0.25353 | 2.0443 | -1.7099 | -2.7174 | -0.41946 | -0.36391 | -0.40639 | -1.6879 | 0.28985 | -3.3557 | -0.73146 | -4.616 | -2.1642 |  | -1.8834 | -2.0208 | -0.049089 | 0.25836 | -2.2577 | -5.085 | -2.0559 | -0.82939 | -2.2564 | -3.5235 | -1.4151 | 0.32095 | 1.4126 | -0.87006 | 2.1486 | 3.6029 | -4.1837 | -0.25694 | -1.101 | 0.51289 | 2.4504 | 0.1907 | 1.973 | -0.58268 | -3.0013 | 2.8112 | -1.8792 | -0.44339 | -1.4385 | -1.6151 | 2.5258 | -0.22025 | 1.6063 | 0.45677 | 2.4929 | 1.7156 | 0.29499 | 1.1711 | -0.3108 | 3.9628 | 1.6907 | 2.0419 | 2.1135 | -1.0226 | -2.6581 | -0.54664 | 2.5287 | -1.8626 | 2.6898 | 3.9651 | 4.9007 | 0.78764 | 2.7889 | 0.58335 | 1.6215 | -0.32749 | -5.3342 | 1.6079 | -0.71298 | -1.8422 | -2.3647 | -2.1348 | -6.4923 | -1.9195 | 2.3579 | -1.5754 | 0.53832 | -0.4653 | 0.44463 | 1.8141 | 1.7476 | -1.5459 | -1.0887 | 2.9759 | 1.5208 | 2.196 | 2.9152 | 3.5459 | -0.99648 | 0.61457 | 0.062964 | -0.30866 | 2.0826 | 0.49287 | 0.77373 | -2.2593 | 0.8141 | 2.9047 | 2.3131 | -0.58633 | 0.64674 | 2.8935 | 0.79161 | -1.4122 | 0.8323 | 2.368 | 2.4284 | 1.8828 | 4.2807 | -0.020339 | 2.5162 | 9.7817
74% | 5.5833 | 4.3001 | 4.8893 | 4.245 | 4.233 | 2.9766 | 5.9544 | 6.08 | 6.0544 | 4.9919 | 6.8101 | 6.7701 | 4.0127 | 5.4464 | 4.6943 | 4.455 |  |  | 2.5149 | 3.2889 | 2.8976 | 3.2842 | 2.6842 | 3.915 | 1.058 | 1.3981 | 0.72688 | 1.1823 | 0.96681 | 1.2504 | 5.183 | 5.313 | 5.3549 | 5.94 | 6.1986 | 6.6346 | 4.5625 | 4.22 | 4.3938 | 4.2228 | 4.802 | 4.4367 | 3.9948 | 3.0093 | 3.5412 | 3.1359 | 3.6465 | 3.6726 | 6.4077 | 6.3124 | 4.8632 | 4.5003 | 6.6554 | 4.1217 | -0.33743 | 0.1558 | -2.5549 | -0.78172 | 1.8753 | 1.8671 | 2.1876 | 1.2726 | 2.1256 | 3.1386 | 1.9976 |  | 1.3823 | -0.90331 | 0.84342 | -0.82505 | 2.5427 | -0.097086 | -2.0153 | -2.8496 | 0.10877 | -1.8698 | 0.38401 | -0.10895 | 2.3714 | 3.0015 | 2.026 | 4.2578 | 5.83 |  | 3.6674 | 2.8473 | 3.4887 | 1.947 | 1.4741 | 2.0306 | 1.5193 | 1.8507 | 2.9827 | 0.95588 | 3.5746 | 4.5132 | 0.97769 | 1.0637 | 1.5788 | 0.95641 | 0.58924 | -0.36308 | 0.5873 | -0.89798 | 0.33206 | 1.0284 | 0.32657 | -0.30047 | -0.10189 | 5.7696 | 3.0794 | 4.9884 | 5.503 | 7.162 | 0.9846 | 4.2837 | 6.6606 | 4.8705 | 2.9404 | 4.9942 | 1.8359 | 3.5352 | 2.179 | 1.5499 | 4.2058 | 3.1298 | 2.6317 | 3.9854 | 3.4198 | 4.1838 | 2.5 | 4.6081 | 2.2401 | 2.2465 | 4.0819 | 2.1003 | -1.6531 | 2.541 | 7.7463 | 6.6422 | 9.6419 | 6.8541 | 6.2283 | 7.0948 | 0.988 | 2.1796 | -1.3806 | 3.9354 | 3.2996 | 0.52959 | 1.9654 | 2.7114 | 0.42923 | 2.7048 | 3.3479 | 0.17692 | 2.5145 | 2.7627 | 0.60676 | 1.45 | 3.1671 | 2.18 | 4.5564 | 7.1189 | 4.8816 | 6.474 | 4.8372 | 5.7358 | 3.6998 | 4.4531 | 6.0761 | 5.6476 | 3.2292 | 5.3438 | 4.0944 | 3.1751 | 3.7936 | 3.487 | 4.9573 | 1.967 | 1.5571 | -0.076165 | 2.5103 | 3.6002 | 3.2208 | 2.2126 | -1.974 | -0.50178 | -2.7231 | 1.7072 | -1.1718 | 1.2216 | 0.27586 | 2.1513 | -2.1312 | 0.86498 | -2.1208 | 1.9566 | 1.701 | 1.952 | -0.15942 | 0.36119 | 0.69589 | 0.80611 | -0.6737 | -2.1395 | -0.095162 | 2.8667 | 1.8243 | 1.5529 | 0.33846 | 1.342 | 1.8151 | 0.95045 | 0.90614 | 3.0708 | 0.36248 | -1.0312 | -0.57713 | 0.54614 | -1.2323 | -1.1164 | 0.57939 | -1.4731 | -1.7047 | -0.97528 | -0.045681 | -1.395 | -1.3998 | -2.9139 | -0.96601 | -1.1907 | -2.7641 | -0.64611 | -3.4033 | -3.1088 | -2.5684 | -3.7984 | -2.2474 | -2.5629 | -4.4072 | -4.858 | -3.454 | -5.798 | 0.16374 | -2.242 | -4.5435 | -8.3323 | -3.6235 | -2.9962 | -3.8398 | -4.7799 | -2.4006 | -2.3228 | -3.8898 | -10.0611 | -2.2232 | -2.6197 | -0.49748 | -1.6728 | -2.3132 | -1.4972 | -1.5667 | -2.132 | 0.11528 | -2.165 | -3.6642 | 1.2841 | -2.8461 | -5.1663 | 1.0378 | -1.054 | -0.7754 | 0.8929 | 1.1465 | -0.75549 | -0.00781 | -2.0799 | 0.89953 | 0.37081 | 1.963 | 0.90939 | 0.66735 | 1.7536 | -1.0896 | -3.6725 | 1.1472 | -2.3505 | -0.55085 | 2.6514 | 0.47301 | 2.4911 | 1.684 | 1.3143 | 1.9265 | 1.8888 | 0.64332 | 0.99044 | 1.9434 | -0.8641 | -1.0271 | -0.071629 | -1.4153 | -0.12909 | 1.0183 | 0.095853 | 0.075985 | -0.70719 | -1.1039 | -3.7125 | -2.293 | -0.0073992 | -2.0929 | 1.1587 | -0.8664 | -0.74404 | 0.42081 | -1.8936 | -1.3493 | -2.3189 | 0.14443 | -2.6878 | -0.63781 | -2.0742 | -1.5516 | -0.15093 | 1.253 | -0.19143 | -0.28876 | 1.4394 | 2.8838 | 0.46795 | 3.5073 | 0.0059134 | -1.1635 | 0.087312 | 5.6457 | 0.090225 | 2.2692 | 4.9021 | -0.43567 | 0.71799 | -0.59895 | -0.070955 | -3.6612 | -1.0281 |  |  | -0.24473 | -4.094 | -1.5979 | -2.0808 | -2.436 | -0.86703 | -1.0619 | -0.30633 | -1.7507 | -3.0657 | -7.0773 | -1.9154 | 4.0388 | 3.229 | 1.0134 | 3.3002 | 0.097212 | 1.3173 | 1.4018 | 3.4327 | 2.0733 | 0.61618 | 4.1171 | 2.0531 | 3.4542 | 4.2668 | 0.63699 | 1.6548 | 2.8858 | 2.0119 | 1.0788 | 0.66897 | 0.54387 | -1.3246 | 1.5583 | 0.94315 | 1.1894 | 0.57867 | 0.45115 | 2.6044 | 0.54576 | 1.2728 | 1.7758 | 1.2379 | 0.68126 | 3.917 | 2.9422 | 3.234 | 1.4859 | 1.6397 | 3.428 | 6.4064 | 1.9003 | 2.8047 | 2.368 | 3.4251 | 3.3336 | 1.952 | 2.5346 | 4.4807 | 2.3983 | 3.0638 | 2.405 | 1.9223 | 1.1797 | 3.8219 | 5.7485 | 4.0656 | 5.208 | 5.3277 | 5.6834 | 6.1717 | 0.95 | -0.48757 | -1.2196 | 2.424 | 1.1485 | 2.8293 | -0.50163 | -1.3028 | 0.88836 | 0.74874 | 0.43009 | -0.25595 | 1.5543 | -1.9587 | 0.58534 | -2.4747 | -0.82903 |  | -0.36451 | -0.73201 | 1.2358 | 1.3297 | -0.82237 | -3.6281 | -0.47843 | 0.43446 | -0.67476 | -1.8825 | -0.17773 | 1.7 | 2.1949 | -0.00051747 | 2.9708 | 4.1227 | -2.5045 | 0.84271 | 0.016151 | 1.5774 | 3.2817 | 0.98009 | 2.7182 | 0.5907 | -1.9251 | 3.6177 | -0.85902 | 0.47938 | -0.25645 | -0.20201 | 3.3269 | 1.1668 | 2.3787 | 1.5327 | 3.3369 | 2.6081 | 1.2918 | 2.0669 | 0.3616 | 4.7973 | 2.8773 | 3.318 | 3.1575 | 0.093937 | -1.3591 | 0.74233 | 3.5288 | -0.9128 | 3.7823 | 5.0246 | 5.7347 | 1.8074 | 3.73 | 2.0595 | 2.6602 | 0.72716 | -3.5207 | 2.9596 | 0.69997 | 0.59077 | -0.8127 | -0.48413 | -4.7712 | -0.75699 | 3.2193 | -0.29204 | 1.8377 | 0.83107 | 1.7999 | 2.7091 | 2.7414 | 0.20011 | 0.18521 | 4.1567 | 2.5724 | 3.3823 | 3.9124 | 4.5936 | 0.47362 | 1.8942 | 1.5655 | 1.117 | 3.1594 | 1.5565 | 1.7271 | -1.0371 | 1.9011 | 3.6304 | 3.3835 | 0.47563 | 1.5363 | 3.4832 | 1.8541 | 0.2348 | 2.415 | 3.3112 | 3.097 | 2.9949 | 4.9604 | 0.94518 | 3.6222 | 10.5029
75% | 6.1007 | 5.097 | 5.7321 | 4.5327 | 4.8508 | 3.237 | 6.4316 | 6.3819 | 6.3027 | 5.3342 | 6.9909 | 7.3845 | 4.2573 | 6.0886 | 5.5087 | 4.8214 |  |  | 2.7882 | 3.5237 | 3.1252 | 3.693 | 2.9775 | 4.1996 | 1.3067 | 1.5548 | 1.1047 | 1.8673 | 1.21 | 1.6016 | 5.6981 | 5.5675 | 5.6027 | 6.4664 | 6.5893 | 7.0218 | 4.8315 | 4.4313 | 4.8484 | 4.5039 | 5.0451 | 4.6615 | 4.2277 | 3.478 | 3.8337 | 3.6564 | 4.0015 | 3.9892 | 6.7048 | 6.5556 | 5.2907 | 4.8522 | 7.3137 | 4.5025 | 0.53231 | 0.95595 | -1.2649 | 0.3766 | 2.5619 | 2.8781 | 3.1078 | 2.0563 | 3.15 | 3.8127 | 2.8849 |  | 2.2363 | 0.32595 | 1.8952 | 0.29488 | 3.439 | 0.99469 | -1.3716 | -1.5473 | 0.95513 | -0.93428 | 1.557 | 0.90564 | 3.3901 | 4.0897 | 3.0067 | 4.9904 | 6.7988 |  | 4.7056 | 3.7521 | 4.3097 | 2.9335 | 2.7537 | 2.9316 | 2.5159 | 2.8311 | 4.1304 | 2.3316 | 4.5153 | 5.4892 | 1.8581 | 1.9526 | 2.2279 | 1.8967 | 1.4219 | 0.69553 | 1.552 | 0.12791 | 1.1968 | 1.8178 | 1.324 | 0.84926 | 1.6171 | 6.4745 | 4.3897 | 5.7002 | 6.65 | 8.242 | 2.5899 | 5.1694 | 7.677 | 6.1079 | 4.2117 | 6.1673 | 3.0625 | 4.5823 | 3.2111 | 2.6923 | 4.9484 | 4.3363 | 3.9406 | 4.7691 | 4.2203 | 5.1479 | 3.5755 | 5.7777 | 3.0159 | 3.058 | 4.682 | 3.1593 | -0.27722 | 3.6388 | 8.7394 | 7.8111 | 10.3684 | 8.3721 | 7.31 | 8.4703 | 2.106 | 3.1332 | -0.38667 | 4.5258 | 4.1418 | 1.5064 | 2.9061 | 3.8563 | 1.9028 | 4.0163 | 4.5125 | 1.7308 | 3.2481 | 3.7187 | 1.6501 | 2.2327 | 3.9198 | 2.9368 | 5.2364 | 7.7547 | 5.3765 | 7.1317 | 5.5064 | 6.4143 | 4.4349 | 4.7533 | 6.5377 | 6.1392 | 3.3221 | 5.6968 | 4.9392 | 3.8965 | 4.5252 | 4.2047 | 5.3921 | 2.9324 | 2.3903 | 1.1069 | 3.2353 | 4.2761 | 4.0094 | 3.1435 | -0.8399 | 0.80849 | -1.5652 | 2.433 | 0.07712 | 1.9931 | 1.1284 | 2.9143 | -0.9877 | 1.8575 | -1.041 | 2.7459 | 2.5926 | 2.6877 | 1.1954 | 1.4652 | 1.539 | 1.5712 | 0.65967 | -0.85343 | 0.96555 | 3.6412 | 2.613 | 2.1955 | 1.378 | 2.0478 | 2.6059 | 1.6422 | 1.589 | 3.7341 | 1.4216 | 0.11442 | 0.55989 | 1.7052 | 0.043421 | 0.048229 | 1.5481 | -0.3385 | -0.42152 | 0.17614 | 1.1921 | 0.020525 | -0.46317 | -1.7787 | 0.18131 | -0.049724 | -1.7032 | 0.57355 | -1.7253 | -1.9051 | -1.3391 | -2.5477 | -0.95223 | -1.4357 | -3.0927 | -3.6725 | -2.3029 | -4.4307 | 1.2941 | -1.0687 | -2.9484 | -6.4486 | -2.2219 | -1.6344 | -2.5597 | -3.35 | -0.70349 | -0.80672 | -2.3478 | -8.0401 | -0.83405 | -1.1737 | 0.47837 | -0.39949 | -1.1972 | -0.13436 | -0.64195 | -0.99012 | 1.4383 | -0.50543 | -2.2751 | 2.442 | -1.3851 | -3.5838 | 2.6891 | 0.11475 | 0.4086 | 1.9428 | 2.1564 | 0.50624 | 1.122 | -0.71309 | 1.9977 | 1.3204 | 2.9586 | 1.9936 | 1.7008 | 2.762 | 0.17438 | -2.1482 | 2.0281 | -0.69555 | 0.51963 | 3.0036 | 1.1987 | 3.1477 | 2.5816 | 2.2316 | 2.6823 | 2.6474 | 1.6127 | 1.8675 | 2.5528 | 0.16435 | 0.27865 | 0.98065 | -0.18247 | 0.92543 | 1.8221 | 1.0808 | 1.113 | 0.41329 | 0.12062 | -1.9328 | -0.93414 | 1.0475 | -0.89667 | 2.0574 | 0.12342 | 0.63499 | 1.341 | -0.49502 | -0.22476 | -1.0944 | 1.2179 | -1.444 | 0.37049 | -0.55059 | 0.38857 | 0.84513 | 2.9469 | 0.96512 | 1.2229 | 3.7379 | 3.7304 | 1.7022 | 4.4076 | 1.6127 | 0.20181 | 1.8059 | 6.4616 | 2.2358 | 3.6708 | 6.1865 | 1.4255 | 2.891 | -0.023357 | 1.0491 | -2.2979 | 0.44702 |  |  | 1.3022 | -2.3116 | -0.17136 | -0.9036 | -1.316 | 0.37226 | 0.11279 | 1.094 | -0.58359 | -1.82 | -5.3548 | -0.74231 | 4.957 | 4.3463 | 1.7263 | 4.1894 | 0.78907 | 2.1481 | 2.1624 | 4.3869 | 3.2755 | 2.1377 | 4.9907 | 3.1645 | 4.4156 | 4.8805 | 1.5504 | 2.7675 | 3.8939 | 2.9491 | 2.6504 | 1.8776 | 1.9876 | -0.157 | 3.0054 | 2.26 | 2.4999 | 2.1625 | 1.9556 | 3.5905 | 1.6864 | 2.5891 | 2.6058 | 2.3858 | 1.8269 | 4.8653 | 3.8222 | 4.3978 | 3.2626 | 2.9791 | 4.5541 | 7.0251 | 2.9204 | 3.8911 | 3.6416 | 4.4667 | 4.5434 | 3.0693 | 3.6579 | 5.3072 | 3.5635 | 4.0409 | 3.4904 | 2.676 | 2.1539 | 4.4659 | 6.6319 | 5.08 | 5.982 | 6.2411 | 6.3415 | 7.1306 | 2.0075 | 1.1152 | -0.074563 | 3.0223 | 1.8551 | 3.5302 | 0.60426 | 0.11162 | 1.9659 | 1.6325 | 1.1545 | 0.70592 | 2.6951 | -0.57669 | 1.759 | -1.0644 | 0.35881 |  | 0.95269 | 0.54938 | 2.4201 | 2.1984 | 0.4973 | -2.2629 | 0.99466 | 1.5827 | 0.67378 | -0.61491 | 1.0079 | 2.9176 | 2.8787 | 0.77524 | 3.6325 | 4.6065 | -1.1179 | 1.8069 | 0.95504 | 2.5223 | 4.0273 | 1.676 | 3.2737 | 1.6496 | -1.0227 | 4.356 | 0.094733 | 1.3195 | 0.85753 | 0.87343 | 3.9748 | 2.3609 | 3.0919 | 2.3798 | 4.0524 | 3.3179 | 2.1288 | 2.8289 | 0.9934 | 5.5491 | 3.7523 | 4.3935 | 4.0791 | 1.0386 | -0.24219 | 1.9465 | 4.4051 | -0.13174 | 4.2148 | 5.8333 | 6.5087 | 2.7486 | 4.5236 | 3.516 | 3.5537 | 1.6244 | -1.7823 | 3.9921 | 1.8586 | 2.7698 | 0.67576 | 1.0256 | -3.1967 | 0.32004 | 3.9358 | 0.87088 | 2.9023 | 1.9271 | 2.9009 | 3.2705 | 3.5623 | 1.645 | 1.3091 | 5.1938 | 3.4754 | 4.4045 | 4.5041 | 5.5038 | 1.8285 | 3.1359 | 2.7678 | 2.2742 | 3.9774 | 2.5308 | 2.4635 | 0.014873 | 2.7228 | 4.1602 | 4.28 | 1.2907 | 2.2903 | 4.1224 | 2.823 | 1.7377 | 3.8438 | 4.1276 | 3.4872 | 3.9497 | 5.335 | 1.8033 | 4.662 | 10.8565
76% | 6.5575 | 5.7263 | 6.3272 | 4.8252 | 5.4079 | 3.5895 | 6.7357 | 6.7449 | 6.5317 | 5.7157 | 7.1955 | 7.945 | 4.5572 | 6.4364 | 6.0086 | 5.1648 |  |  | 3.0703 | 3.7922 | 3.3588 | 4.0568 | 3.2616 | 4.6214 | 1.4925 | 1.7334 | 1.4634 | 2.4857 | 1.4379 | 2.0348 | 6.0054 | 5.8631 | 5.8772 | 6.8513 | 7.007 | 7.3508 | 5.0958 | 4.6852 | 5.2916 | 4.7379 | 5.2807 | 4.9186 | 4.5226 | 3.9087 | 4.1835 | 4.2667 | 4.3865 | 4.3279 | 7.0129 | 6.8136 | 5.676 | 5.1781 | 7.9797 | 4.823 | 1.2926 | 1.7664 | -0.046072 | 1.3567 | 3.0918 | 3.7677 | 3.8896 | 2.9764 | 4.0014 | 4.4229 | 3.6256 |  | 2.9569 | 1.4566 | 2.8263 | 1.276 | 4.202 | 1.981 | -0.67696 | -0.19828 | 1.5441 | -0.3293 | 2.3845 | 1.7597 | 4.2705 | 5.0765 | 3.88 | 5.64 | 7.6119 |  | 5.3685 | 4.4889 | 5.225 | 3.8091 | 3.5259 | 3.8012 | 3.4735 | 3.5446 | 5.019 | 3.2534 | 5.411 | 6.329 | 2.656 | 2.6407 | 2.7641 | 2.6436 | 2.1158 | 1.5807 | 2.458 | 1.0236 | 1.9969 | 2.4634 | 2.1073 | 1.8208 | 3.0466 | 7.355 | 5.3944 | 6.2549 | 7.5222 | 9.0477 | 3.9875 | 5.8501 | 8.4183 | 6.9091 | 5.2088 | 7.0575 | 4.0414 | 5.4188 | 4.0048 | 3.548 | 5.5369 | 5.2828 | 5.0446 | 5.3759 | 4.9643 | 5.9255 | 4.4454 | 6.7044 | 3.4858 | 3.6997 | 5.0721 | 3.9441 | 0.90263 | 4.4675 | 9.5322 | 8.7389 | 12.5224 | 9.4862 | 8.2054 | 9.5425 | 3.0283 | 3.8484 | 0.33439 | 5.063 | 4.809 | 2.285 | 3.6851 | 4.6976 | 3.1472 | 5.089 | 5.3766 | 2.9124 | 3.8381 | 4.4417 | 2.4376 | 2.8088 | 4.5618 | 3.5291 | 5.7665 | 8.2325 | 5.7434 | 7.6011 | 5.9661 | 6.8129 | 5.0385 | 4.843 | 6.7764 | 6.5518 | 3.3647 | 5.9268 | 5.6631 | 4.4974 | 5.0937 | 4.7755 | 5.7533 | 3.7139 | 3.2275 | 2.1073 | 3.7353 | 4.8402 | 4.5014 | 3.8611 | 0.076237 | 1.8632 | -0.64355 | 3.0502 | 1.0592 | 2.5911 | 1.8216 | 3.6008 | -0.0019822 | 2.8235 | -0.18756 | 3.352 | 3.2862 | 3.2354 | 2.2896 | 2.1656 | 2.5548 | 2.2706 | 1.5723 | 0.11318 | 1.8659 | 4.2593 | 3.1748 | 2.6123 | 2.2845 | 2.6269 | 3.3376 | 2.3126 | 2.1394 | 4.2786 | 2.2343 | 1.155 | 1.5154 | 2.4663 | 1.1534 | 0.93743 | 2.2838 | 0.59067 | 0.61133 | 1.1809 | 2.2221 | 1.1392 | 0.36273 | -0.76837 | 1.2653 | 1.0713 | -0.76002 | 1.6141 | -0.16543 | -0.91314 | -0.31503 | -1.4746 | 0.093619 | -0.50789 | -1.9951 | -2.6698 | -1.4 | -3.2851 | 2.1622 | -0.15451 | -1.4906 | -4.8696 | -1.017 | -0.38148 | -1.5447 | -2.1747 | 0.63425 | 0.26131 | -0.9161 | -6.3494 | 0.46092 | 0.050024 | 1.3302 | 0.64518 | -0.20634 | 0.99059 | 0.062441 | -0.13228 | 2.6834 | 0.85585 | -1.1037 | 3.4809 | -0.056162 | -2.1064 | 4.1825 | 1.0729 | 1.352 | 2.7265 | 2.878 | 1.6025 | 2.0616 | 0.42783 | 2.8713 | 2.1015 | 3.7517 | 2.8806 | 2.5968 | 3.6283 | 1.1944 | -0.69756 | 2.7569 | 0.76171 | 1.446 | 3.2509 | 1.7183 | 3.6786 | 3.3036 | 2.9127 | 3.2708 | 3.253 | 2.3903 | 2.4637 | 2.9929 | 0.96597 | 1.3103 | 1.8287 | 0.7932 | 1.8192 | 2.4282 | 1.8607 | 1.9487 | 1.2327 | 1.0878 | -0.37657 | 0.24043 | 1.8973 | 0.025143 | 2.8468 | 0.99424 | 1.6456 | 2.0737 | 0.60861 | 0.70015 | -0.08835 | 2.0279 | -0.27158 | 1.1835 | 0.7322 | 1.7623 | 1.6298 | 4.403 | 1.9537 | 2.4876 | 5.5186 | 4.3529 | 2.7676 | 5.1943 | 2.9741 | 1.3576 | 3.2648 | 7.4672 | 4.1363 | 4.8377 | 7.2889 | 3.15 | 4.8215 | 0.54037 | 2.1118 | -1.2543 | 1.4657 |  |  | 2.5848 | -0.85977 | 0.99368 | 0.093283 | -0.32276 | 1.3769 | 1.1635 | 2.2597 | 0.37229 | -0.82397 | -3.8473 | 0.35923 | 5.6848 | 5.2363 | 2.3723 | 4.8285 | 1.3757 | 2.7075 | 2.8182 | 5.1775 | 4.2046 | 3.3281 | 5.8442 | 4.084 | 5.1801 | 5.5453 | 2.2678 | 3.6541 | 4.7399 | 3.6306 | 3.8673 | 2.8722 | 3.2798 | 0.84572 | 4.169 | 3.2916 | 3.6128 | 3.1342 | 3.2636 | 4.4356 | 2.575 | 3.5135 | 3.6557 | 3.314 | 3.029 | 5.5537 | 4.5916 | 5.4594 | 4.5764 | 4.1018 | 5.5317 | 7.4989 | 3.9339 | 4.7325 | 4.7181 | 5.4094 | 5.4879 | 4.1118 | 4.4664 | 5.9398 | 4.529 | 4.7722 | 4.4175 | 3.4134 | 2.9612 | 4.9097 | 7.3935 | 5.9097 | 6.6226 | 6.9303 | 6.9682 | 7.8176 | 2.9252 | 2.4545 | 0.84968 | 3.5582 | 2.7736 | 4.1093 | 1.7315 | 1.3569 | 2.9241 | 2.5598 | 1.7261 | 1.6908 | 3.6506 | 0.50679 | 2.9106 | 0.18015 | 1.525 |  | 2.1237 | 1.717 | 3.4655 | 3.0247 | 1.5449 | -0.98985 | 2.3032 | 2.6153 | 1.9202 | 0.5484 | 2.0937 | 3.9752 | 3.4276 | 1.4171 | 4.2353 | 4.9875 | 0.14067 | 2.6431 | 1.7543 | 3.3134 | 4.6728 | 2.297 | 3.8285 | 2.588 | -0.10039 | 4.9961 | 0.99519 | 2.0792 | 1.8255 | 1.7883 | 4.5781 | 3.4384 | 3.7244 | 3.1006 | 4.6748 | 3.9559 | 2.9004 | 3.4691 | 1.6074 | 6.2176 | 4.6371 | 5.3202 | 4.8557 | 1.9092 | 0.66251 | 2.964 | 5.1707 | 0.62869 | 4.7871 | 6.519 | 7.1743 | 3.562 | 5.1451 | 4.6479 | 4.3635 | 2.3307 | -0.1333 | 4.9033 | 2.7661 | 4.6102 | 1.9465 | 2.2594 | -1.9923 | 1.2949 | 4.588 | 1.9499 | 3.8269 | 2.7105 | 3.7067 | 3.7763 | 4.2957 | 2.8468 | 2.2893 | 5.9936 | 4.3701 | 5.0107 | 5.0512 | 6.1711 | 2.8518 | 3.8754 | 3.7291 | 3.201 | 4.6832 | 3.3777 | 3.0811 | 0.8239 | 3.6332 | 4.5701 | 5.0667 | 1.931 | 2.802 | 4.6426 | 3.5666 | 3.1078 | 5.1234 | 4.8361 | 4.0703 | 4.7859 | 5.9879 | 2.6566 | 5.5895 | 11.549
77% | 7.2535 | 6.2797 | 6.9975 | 5.1423 | 6.1997 | 4.088 | 7.0803 | 7.1808 | 6.7642 | 6.1273 | 7.5754 | 8.9062 | 4.883 | 6.6454 | 6.4417 | 5.4722 |  |  | 3.4153 | 4.1072 | 3.6656 | 4.4746 | 3.6377 | 4.9568 | 1.7045 | 1.9791 | 2.1327 | 3.1095 | 1.6775 | 2.3254 | 6.4272 | 6.2312 | 6.2688 | 7.3097 | 7.4431 | 7.6792 | 5.4057 | 4.9968 | 5.7344 | 4.9672 | 5.7124 | 5.2263 | 4.9177 | 4.2974 | 4.5695 | 4.7154 | 4.8287 | 4.7247 | 7.3086 | 7.1046 | 6.0858 | 5.4968 | 8.4365 | 5.1634 | 2.0115 | 2.503 | 0.92817 | 2.0829 | 3.4583 | 4.7238 | 4.5797 | 3.5603 | 4.7807 | 4.9145 | 4.2059 |  | 3.5266 | 2.6782 | 3.6222 | 2.256 | 4.843 | 2.8213 | -0.1071 | 0.94739 | 2.0807 | 0.20408 | 3.0331 | 2.3402 | 4.9849 | 5.9501 | 4.9366 | 6.2828 | 8.2857 |  | 5.9503 | 5.1946 | 5.7914 | 4.825 | 4.3077 | 4.6029 | 4.4368 | 4.1545 | 5.8162 | 4.1429 | 6.1519 | 6.9889 | 3.3336 | 3.1826 | 3.1943 | 3.2626 | 2.7393 | 2.3061 | 3.1752 | 1.7871 | 2.59 | 3.0262 | 2.7539 | 2.6228 | 4.1405 | 8.031 | 6.2182 | 6.6904 | 8.1976 | 9.6248 | 5.1673 | 6.3632 | 8.952 | 7.5178 | 5.8902 | 7.7188 | 4.8456 | 5.8649 | 4.6036 | 4.3109 | 5.9458 | 5.9259 | 5.9849 | 5.8229 | 5.5552 | 6.6211 | 4.8929 | 7.4434 | 3.9779 | 4.1421 | 5.4265 | 4.5732 | 1.796 | 5.0547 | 10.1996 | 9.3833 | 13.3355 | 11.6747 | 8.9843 | 10.3562 | 3.7476 | 4.4122 | 1.0112 | 5.5138 | 5.3326 | 2.9099 | 3.9643 | 5.388 | 4.1337 | 5.7405 | 6.0609 | 4.0291 | 4.3388 | 5.0045 | 3.0951 | 3.317 | 5.0335 | 4.0033 | 6.2139 | 8.575 | 6.0553 | 7.9868 | 6.2968 | 7.0521 | 5.4347 | 4.8185 | 6.8776 | 6.6962 | 3.3731 | 6.0422 | 6.1233 | 4.9764 | 5.4894 | 5.231 | 6.0946 | 4.3391 | 3.9028 | 2.9711 | 4.1766 | 5.2467 | 4.9035 | 4.505 | 0.80586 | 2.7773 | 0.067107 | 3.4392 | 1.8021 | 3.0156 | 2.3559 | 4.118 | 0.82923 | 3.4147 | 0.67655 | 3.8292 | 3.8118 | 3.9404 | 3.1636 | 2.6918 | 3.1866 | 2.7553 | 2.2547 | 1.0633 | 2.5967 | 4.7467 | 3.6002 | 2.9945 | 3.0481 | 3.2615 | 3.9516 | 2.9034 | 2.6119 | 4.773 | 3.0399 | 2.0038 | 2.1963 | 3.0628 | 2.0378 | 1.7531 | 2.9035 | 1.3749 | 1.5161 | 1.966 | 3.1054 | 2.0789 | 1.0908 | 0.097025 | 2.0393 | 1.8521 | -0.030145 | 2.3918 | 1.2793 | 0.065091 | 0.53489 | -0.56508 | 0.95318 | 0.17564 | -1.006 | -1.7453 | -0.50034 | -2.2031 | 3.1231 | 0.53914 | -0.022958 | -3.5659 | 0.043025 | 0.80472 | -0.69082 | -1.2098 | 1.9094 | 1.0964 | 0.4351 | -4.8187 | 1.4073 | 1.0627 | 1.8659 | 1.4434 | 0.5824 | 1.845 | 0.64677 | 0.60511 | 3.5182 | 1.9586 | -0.11427 | 4.2434 | 0.9371 | -0.84838 | 5.5538 | 1.8649 | 2.0546 | 3.3201 | 3.5158 | 2.4926 | 2.8264 | 1.3517 | 3.5854 | 2.6887 | 4.3577 | 3.6046 | 3.4042 | 4.3206 | 2.0528 | 0.564 | 3.3477 | 2.0608 | 2.3552 | 3.4859 | 2.129 | 4.0576 | 3.8733 | 3.4209 | 3.736 | 3.7116 | 3.0321 | 2.9629 | 3.3583 | 1.5703 | 2.1685 | 2.6394 | 1.6244 | 2.4344 | 2.9432 | 2.4925 | 2.6396 | 1.9625 | 1.8934 | 0.85721 | 1.2033 | 2.6252 | 0.77888 | 3.5044 | 1.6393 | 2.4345 | 2.5261 | 1.5848 | 1.4604 | 0.74023 | 2.7121 | 0.8208 | 1.9905 | 1.6508 | 3.0171 | 2.4099 | 5.6734 | 2.664 | 3.5976 | 7.2789 | 4.8925 | 3.7526 | 5.8514 | 4.1077 | 2.3435 | 4.5128 | 8.0455 | 5.8765 | 5.8612 | 8.1355 | 4.5627 | 6.5083 | 1.0507 | 2.9167 | -0.037576 | 2.3261 |  |  | 3.6184 | 0.27881 | 1.9244 | 0.91234 | 0.54986 | 2.3161 | 1.9355 | 3.2521 | 1.1292 | -0.092032 | -2.4804 | 1.252 | 6.4237 | 6.0876 | 3.0509 | 5.4299 | 1.9936 | 3.1129 | 3.4264 | 5.817 | 4.93 | 4.4104 | 6.4179 | 4.7701 | 5.8316 | 6.1148 | 2.9758 | 4.3788 | 5.4767 | 4.1113 | 4.972 | 4.1596 | 4.3443 | 1.5725 | 5.2358 | 4.1447 | 4.6954 | 4.0103 | 4.3457 | 5.1436 | 3.5002 | 4.3332 | 4.4912 | 3.9968 | 3.9113 | 6.1188 | 5.3016 | 6.3024 | 5.6007 | 4.9487 | 6.2032 | 7.9226 | 4.5889 | 5.5191 | 5.5228 | 6.2282 | 6.2628 | 5.0187 | 5.1709 | 6.4824 | 5.3825 | 5.4778 | 5.2286 | 3.9687 | 3.757 | 5.3689 | 8.084 | 6.5944 | 7.1721 | 7.7353 | 7.4146 | 8.3828 | 3.7263 | 3.6723 | 1.6503 | 4.0618 | 3.2915 | 4.6137 | 2.6 | 2.2293 | 3.7946 | 3.3121 | 2.195 | 2.3718 | 4.4356 | 1.5337 | 3.8375 | 1.3473 | 2.4401 |  | 3.1876 | 2.7272 | 4.3748 | 3.7782 | 2.5638 | 0.25869 | 3.4876 | 3.5261 | 3.1135 | 1.5741 | 3.1305 | 4.9237 | 3.9363 | 1.9547 | 4.7982 | 5.3428 | 1.248 | 3.4502 | 2.4855 | 4.0075 | 5.3142 | 2.8754 | 4.3193 | 3.4157 | 0.72243 | 5.5668 | 1.8272 | 2.7099 | 2.6282 | 2.5819 | 5.1662 | 4.3296 | 4.3484 | 3.7244 | 5.2672 | 4.5071 | 3.5968 | 4.0362 | 2.1694 | 6.7288 | 5.3278 | 6.0788 | 5.5406 | 2.749 | 1.4895 | 3.8547 | 5.8529 | 1.2769 | 5.204 | 6.9867 | 7.6579 | 4.2545 | 5.5623 | 5.474 | 5.0375 | 2.7099 | 1.1554 | 5.6701 | 3.609 | 6.178 | 3.0568 | 3.2493 | -1.0338 | 2.1881 | 5.052 | 2.8898 | 4.572 | 3.4309 | 4.3645 | 4.2806 | 4.8416 | 3.8535 | 3.0325 | 6.6509 | 4.8835 | 5.6106 | 5.4513 | 6.7416 | 3.7039 | 4.4945 | 4.4809 | 4.1032 | 5.2227 | 4.0982 | 3.6519 | 1.572 | 4.1645 | 4.9359 | 5.7298 | 2.4862 | 3.5663 | 5.0691 | 4.1674 | 4.3218 | 6.2322 | 5.4572 | 4.6184 | 5.5138 | 6.4507 | 3.1905 | 6.3431 | 11.8499
78% | 7.6272 | 6.7849 | 7.5681 | 5.7686 | 6.6581 | 4.3562 | 7.4487 | 7.8186 | 7.0886 | 6.8044 | 8.1284 | 9.6303 | 5.4191 | 6.8701 | 6.8125 | 5.766 |  |  | 3.8149 | 4.4945 | 4.0451 | 4.9426 | 4.0471 | 5.4076 | 1.9698 | 2.296 | 2.5654 | 3.6452 | 1.8425 | 2.5904 | 6.9268 | 6.7407 | 6.6709 | 8.0592 | 8.2225 | 8.0375 | 5.7807 | 5.3473 | 6.2251 | 5.3186 | 6.0332 | 5.5835 | 5.3541 | 4.7413 | 5.0366 | 5.2226 | 5.3145 | 5.0146 | 7.6107 | 7.3943 | 6.5288 | 5.855 | 8.5731 | 5.5222 | 2.6402 | 2.9544 | 1.699 | 2.702 | 3.8053 | 5.3281 | 5.0858 | 3.9747 | 5.4229 | 5.3391 | 4.7052 |  | 4.0379 | 3.5348 | 4.4996 | 2.9045 | 5.437 | 3.5306 | 0.53504 | 1.7802 | 2.6349 | 0.72238 | 3.5638 | 2.8397 | 5.7391 | 6.6878 | 5.638 | 6.8145 | 8.9541 |  | 6.4775 | 5.7725 | 6.2734 | 5.4632 | 5.056 | 5.2666 | 4.9936 | 4.6746 | 6.4564 | 5.0313 | 6.6653 | 7.56 | 3.9362 | 3.6471 | 3.5927 | 3.7857 | 3.1855 | 2.946 | 3.7694 | 2.4376 | 3.1338 | 3.5921 | 3.3748 | 3.3097 | 5.1625 | 8.5637 | 6.9286 | 6.9956 | 8.7317 | 10.1647 | 6.2182 | 6.9318 | 9.3996 | 8.0181 | 6.5203 | 8.2553 | 5.5146 | 6.6954 | 5.5867 | 4.9653 | 6.3398 | 6.4867 | 6.9254 | 6.13 | 5.9234 | 6.9897 | 5.7821 | 8.0195 | 4.188 | 4.5486 | 5.5358 | 5.0517 | 2.6533 | 5.4818 | 10.7552 | 10.3189 | 13.8361 | 12.6389 | 10.3913 | 10.9265 | 4.3726 | 4.8942 | 1.5425 | 5.9718 | 5.7229 | 3.4302 | 4.4179 | 6.0008 | 4.9655 | 6.3849 | 6.6709 | 4.7913 | 4.7711 | 5.5056 | 3.4129 | 3.9449 | 5.5197 | 4.3722 | 6.5912 | 8.8086 | 6.3506 | 8.309 | 6.5188 | 7.2101 | 5.7483 | 4.6762 | 6.9128 | 6.7205 | 3.3532 | 6.0782 | 6.5437 | 5.326 | 5.9588 | 5.5648 | 6.4123 | 4.8064 | 4.4878 | 3.6197 | 4.6043 | 5.5725 | 5.2354 | 4.8844 | 1.4073 | 3.4528 | 0.65892 | 3.8219 | 2.31 | 3.3338 | 2.8255 | 4.4471 | 1.7185 | 4.3185 | 1.2317 | 4.1906 | 4.2215 | 4.2487 | 4.0924 | 3.0722 | 3.6895 | 3.1183 | 2.9047 | 1.8111 | 3.1433 | 5.1373 | 3.9256 | 3.3298 | 3.6733 | 3.7395 | 4.4561 | 3.5038 | 3.0226 | 5.0815 | 3.6996 | 2.7779 | 2.7757 | 3.639 | 2.8181 | 2.3802 | 3.4243 | 2.1639 | 2.4033 | 2.7547 | 3.8504 | 2.8917 | 1.8428 | 0.69674 | 2.7634 | 2.4482 | 0.78669 | 3.0159 | 2.46 | 0.78579 | 1.2868 | 0.29931 | 1.6689 | 0.72046 | -0.11859 | -0.88017 | 0.41171 | -1.2105 | 3.7946 | 1.1173 | 1.2 | -2.3533 | 0.9359 | 1.8015 | 0.2469 | -0.30158 | 2.848 | 1.8685 | 1.5663 | -3.5483 | 2.3143 | 1.9581 | 2.4508 | 2.0987 | 1.4743 | 2.6576 | 1.1566 | 1.1836 | 4.2588 | 2.8784 | 0.75368 | 4.9628 | 1.8261 | 0.19493 | 6.646 | 2.5179 | 2.6476 | 3.8064 | 4.1069 | 3.2355 | 3.4575 | 1.9216 | 4.1449 | 3.1449 | 4.7822 | 4.1711 | 4.2647 | 4.8923 | 2.7954 | 1.6504 | 3.8273 | 3.2185 | 2.9986 | 3.7301 | 2.5136 | 4.3689 | 4.3066 | 3.8363 | 4.1034 | 4.0522 | 3.4646 | 3.3262 | 3.6432 | 2.1526 | 2.8743 | 3.1617 | 2.2707 | 2.9491 | 3.3718 | 3.018 | 3.214 | 2.5034 | 2.5521 | 1.8588 | 2.0054 | 3.1843 | 1.4158 | 3.9877 | 2.1464 | 3.1388 | 2.9 | 2.3816 | 2.0642 | 1.4851 | 3.3975 | 1.8784 | 2.5163 | 2.4903 | 3.9963 | 3.0662 | 6.5479 | 3.4087 | 4.5471 | 8.434 | 5.3078 | 4.4249 | 6.616 | 4.9972 | 3.3417 | 5.5445 | 8.7014 | 7.2994 | 6.7325 | 8.7508 | 5.7122 | 8.0227 | 1.7912 | 3.6164 | 0.6906 | 3.4085 |  |  | 4.5338 | 1.2485 | 2.7117 | 1.8168 | 1.1324 | 3.0832 | 2.5518 | 4.0731 | 1.8777 | 0.70515 | -1.4598 | 1.9819 | 6.9237 | 6.7344 | 3.5186 | 6.0108 | 2.7444 | 3.5647 | 3.8917 | 6.3412 | 5.5365 | 5.3218 | 6.8442 | 5.402 | 6.3849 | 6.522 | 3.6143 | 5.021 | 6.1998 | 4.5684 | 5.9527 | 4.8746 | 5.2819 | 2.9976 | 6.1066 | 4.908 | 5.6963 | 4.7303 | 5.2481 | 5.7916 | 4.1573 | 5.0701 | 5.3708 | 4.7921 | 4.7646 | 6.6604 | 6.2333 | 7.0985 | 6.5962 | 5.4976 | 6.7694 | 8.2919 | 5.1447 | 6.2232 | 6.3139 | 6.921 | 6.9683 | 5.7887 | 5.7456 | 7.0156 | 6.2215 | 6.1218 | 6.0461 | 4.6044 | 4.4179 | 5.9983 | 8.8058 | 7.2662 | 7.5641 | 8.2924 | 7.7636 | 8.8907 | 4.4581 | 4.631 | 2.4365 | 4.5986 | 3.8808 | 5.0537 | 3.4451 | 3.0501 | 4.6685 | 4.0204 | 2.9484 | 3.0001 | 5.2216 | 2.4433 | 4.5964 | 2.5089 | 3.2254 |  | 4.0988 | 3.5841 | 5.1861 | 4.4027 | 3.467 | 1.4015 | 4.5295 | 4.3433 | 4.222 | 2.4848 | 4.0313 | 5.6993 | 4.4533 | 2.5466 | 5.315 | 5.7107 | 2.2347 | 4.1108 | 3.1476 | 4.6363 | 5.8308 | 3.3601 | 4.8688 | 4.1628 | 1.4115 | 6.0961 | 2.5774 | 3.2457 | 3.3347 | 3.297 | 5.6761 | 5.1048 | 5.0274 | 4.2801 | 5.8966 | 5.0086 | 4.2082 | 4.6645 | 2.7531 | 7.1312 | 6.0069 | 6.6808 | 6.188 | 3.5737 | 2.2961 | 4.7002 | 6.5474 | 1.9239 | 5.6678 | 7.4155 | 8.081 | 4.9243 | 5.9265 | 6.3554 | 5.6002 | 3.5391 | 2.2691 | 6.3458 | 4.3077 | 7.4956 | 4.0529 | 4.1299 | -0.23225 | 2.9726 | 5.441 | 3.6834 | 5.1918 | 3.923 | 4.8958 | 4.6747 | 5.2963 | 4.3824 | 3.671 | 7.0907 | 5.2793 | 6.1229 | 5.8518 | 7.2117 | 4.4937 | 5.0382 | 5.1439 | 4.7623 | 5.6736 | 4.71 | 4.2212 | 2.1745 | 4.7712 | 5.3064 | 6.2632 | 2.9796 | 4.1722 | 5.4731 | 4.7111 | 5.3574 | 7.1738 | 5.9759 | 5.0509 | 6.1273 | 6.8314 | 3.8349 | 6.9984 | 11.9929
79% | 7.9884 | 7.2869 | 7.9034 | 6.2012 | 7.0541 | 4.6943 | 7.8498 | 8.5418 | 7.4473 | 7.3843 | 8.4682 | 10.4056 | 5.7725 | 7.1058 | 7.1479 | 6.0477 |  |  | 4.291 | 4.9645 | 4.4891 | 5.4689 | 4.5926 | 5.9711 | 2.317 | 2.6747 | 3.0243 | 4.1043 | 2.0477 | 2.8623 | 7.4785 | 7.3242 | 7.157 | 8.4591 | 8.6216 | 8.4698 | 6.184 | 5.7386 | 6.6819 | 5.707 | 6.3203 | 5.9822 | 5.8621 | 5.2598 | 5.4058 | 5.6602 | 5.8658 | 5.3391 | 7.9193 | 7.6778 | 6.9752 | 6.2317 | 8.4897 | 5.8598 | 3.2437 | 3.3617 | 2.5284 | 3.3959 | 4.1527 | 5.804 | 5.5265 | 4.3468 | 5.9102 | 5.7108 | 5.1271 |  | 4.4656 | 4.2625 | 5.0608 | 3.5463 | 5.8421 | 4.1835 | 1.0378 | 2.5378 | 3.1007 | 1.3473 | 3.9822 | 3.3724 | 6.4581 | 7.2884 | 6.2142 | 7.2717 | 9.4193 |  | 6.991 | 6.2005 | 6.7195 | 6.1411 | 5.6186 | 5.8174 | 5.492 | 5.1093 | 6.9917 | 5.6544 | 7.0612 | 8.0148 | 4.4788 | 4.073 | 3.9596 | 4.2181 | 3.5905 | 3.5209 | 4.3138 | 3.1133 | 3.6242 | 4.0964 | 4.005 | 3.891 | 5.7692 | 8.9672 | 7.5533 | 6.923 | 9.1781 | 10.7791 | 7.1043 | 7.2478 | 9.7516 | 8.4062 | 7.0936 | 8.5829 | 6.0577 | 7.4281 | 6.2731 | 5.4875 | 6.7033 | 7.0137 | 7.7526 | 6.4543 | 6.2466 | 7.3902 | 6.7836 | 8.5281 | 4.1745 | 4.9547 | 5.4702 | 5.2993 | 3.2452 | 5.6977 | 11.8698 | 11.1991 | 14.4176 | 13.3955 | 10.8576 | 12.3671 | 5.0489 | 5.3407 | 1.9809 | 6.4247 | 6.1141 | 3.9188 | 4.8059 | 6.5666 | 5.7363 | 6.9381 | 7.1863 | 5.5288 | 5.1828 | 5.988 | 3.9056 | 4.4243 | 6.0154 | 4.7147 | 6.9026 | 8.9996 | 6.5542 | 8.394 | 6.6883 | 7.3343 | 5.9346 | 4.4573 | 6.9153 | 6.679 | 3.2839 | 6.0579 | 6.7892 | 5.6757 | 6.1844 | 5.9459 | 6.6147 | 5.2502 | 5.0818 | 4.1553 | 4.9634 | 5.8072 | 5.6359 | 5.2199 | 1.8484 | 3.9844 | 1.0072 | 4.0014 | 2.6651 | 3.6148 | 3.148 | 4.6778 | 2.2965 | 4.9125 | 1.6819 | 4.4891 | 4.6146 | 4.4939 | 4.737 | 3.4403 | 4.0815 | 3.6859 | 3.4311 | 2.4944 | 3.5596 | 5.3927 | 4.2013 | 3.555 | 4.2235 | 4.0917 | 5.0397 | 4.1185 | 3.344 | 5.4238 | 4.3224 | 3.5569 | 3.2914 | 4.1364 | 3.4341 | 2.7996 | 4.0232 | 2.9084 | 3.1388 | 3.5358 | 4.6466 | 3.6029 | 2.6946 | 1.3788 | 3.442 | 3.1184 | 1.4002 | 3.3612 | 3.5074 | 1.4952 | 2.0462 | 1.106 | 2.3747 | 1.2434 | 0.70726 | 0.065806 | 1.217 | -0.18099 | 4.4056 | 1.6277 | 2.2086 | -1.2982 | 1.8834 | 2.6969 | 0.94948 | 0.46308 | 3.7318 | 2.6159 | 2.6132 | -2.3075 | 3.0485 | 2.7536 | 2.997 | 2.8042 | 2.2134 | 3.2766 | 1.6506 | 1.7145 | 4.9951 | 3.6986 | 1.8029 | 5.5413 | 2.6824 | 1.2988 | 7.7987 | 3.1648 | 3.1549 | 4.2258 | 4.5514 | 3.8959 | 3.9661 | 2.5021 | 4.6178 | 3.4781 | 5.1368 | 4.6516 | 4.8701 | 5.389 | 3.4792 | 2.6843 | 4.2265 | 4.139 | 3.5501 | 3.9054 | 2.8148 | 4.6485 | 4.6683 | 4.2252 | 4.4308 | 4.3131 | 3.8098 | 3.666 | 3.8892 | 2.5971 | 3.4933 | 3.6006 | 2.861 | 3.3803 | 3.7625 | 3.4416 | 3.6847 | 2.9637 | 3.1248 | 2.64 | 2.7055 | 3.6448 | 1.9517 | 4.4129 | 2.6374 | 3.6247 | 3.2492 | 3.057 | 2.8577 | 2.063 | 4.0139 | 2.6133 | 2.8891 | 3.149 | 4.8765 | 3.3951 | 7.2532 | 3.8503 | 5.3507 | 9.3752 | 5.6801 | 4.9967 | 7.0418 | 5.7183 | 4.2966 | 6.3821 | 9.2149 | 8.4549 | 7.4318 | 9.1373 | 6.6224 | 9.1812 | 2.5203 | 4.2298 | 1.2932 | 4.0459 |  |  | 5.3538 | 1.9958 | 3.5723 | 2.4287 | 1.5946 | 3.7668 | 3.0862 | 4.7833 | 2.9717 | 1.3652 | -0.54566 | 2.7697 | 7.3595 | 7.1459 | 3.92 | 6.5206 | 3.1476 | 4.1249 | 4.2881 | 6.7388 | 6.0846 | 6.0407 | 7.262 | 5.9377 | 6.9446 | 6.863 | 4.1057 | 5.9151 | 6.8723 | 4.9859 | 6.6885 | 5.6421 | 6.1585 | 3.8962 | 6.8138 | 5.8235 | 6.4378 | 5.6755 | 6.1384 | 6.2846 | 4.7831 | 6.0237 | 6.1738 | 5.5962 | 5.461 | 7.1729 | 6.8264 | 7.7981 | 7.2162 | 5.9896 | 7.254 | 8.5789 | 5.6049 | 6.798 | 6.8733 | 7.6389 | 7.6227 | 6.5143 | 6.1551 | 7.4689 | 6.9706 | 6.743 | 6.8791 | 5.0771 | 4.9362 | 6.3285 | 9.5434 | 7.852 | 7.9048 | 8.8196 | 8.1041 | 9.4333 | 5.079 | 5.5081 | 3.2395 | 5.1636 | 4.4645 | 5.4413 | 4.3368 | 3.8889 | 5.7533 | 4.7853 | 3.4443 | 3.6071 | 5.9745 | 3.2109 | 5.3606 | 3.448 | 3.9459 |  | 4.8915 | 4.3943 | 5.9081 | 4.9361 | 4.1438 | 2.3803 | 5.3814 | 5.0565 | 5.1166 | 3.2531 | 4.82 | 6.4086 | 4.9984 | 3.0833 | 5.8662 | 6.0733 | 3.1566 | 4.6786 | 3.7587 | 5.1826 | 6.2867 | 3.8788 | 5.3863 | 4.8213 | 2.0422 | 6.5985 | 3.3999 | 3.7477 | 3.973 | 3.9414 | 6.2219 | 5.8143 | 5.6075 | 4.8007 | 6.5571 | 5.4932 | 4.7139 | 5.2291 | 3.3098 | 7.4974 | 6.6728 | 7.1911 | 6.8022 | 4.4763 | 3.031 | 5.4861 | 7.2356 | 2.5624 | 6.0096 | 7.6858 | 8.4426 | 5.4177 | 6.2806 | 7.1262 | 6.1789 | 4.082 | 3.2882 | 6.7208 | 4.7294 | 8.6031 | 4.9426 | 4.8789 | 0.46402 | 3.6917 | 5.8239 | 4.5173 | 5.7546 | 4.3235 | 5.3717 | 5.0462 | 5.7388 | 5.2402 | 4.2935 | 7.5396 | 5.922 | 6.5082 | 6.1931 | 7.599 | 5.1597 | 5.5497 | 5.6961 | 5.3482 | 6.1064 | 5.2813 | 4.7872 | 2.6197 | 5.2475 | 5.6519 | 6.6935 | 3.3571 | 4.7493 | 5.9149 | 5.1513 | 6.1579 | 7.9469 | 6.5928 | 5.4296 | 6.7846 | 7.1865 | 4.2763 | 7.4894 | 12.0752
80% | 8.1412 | 7.6763 | 7.9243 | 6.5885 | 7.3752 | 5.0816 | 8.275 | 8.9305 | 8.1398 | 7.8579 | 8.9245 | 10.8223 | 6.0104 | 7.3125 | 7.4862 | 6.2807 |  |  | 4.8574 | 5.4783 | 4.9855 | 6.0093 | 5.1679 | 6.3887 | 2.727 | 3.1029 | 3.4355 | 4.4766 | 2.3575 | 3.1755 | 8.8375 | 8.408 | 8.2112 | 8.8613 | 8.9682 | 9.1204 | 6.5241 | 6.1586 | 7.1733 | 6.0837 | 6.6931 | 6.3793 | 6.3181 | 5.6808 | 5.722 | 6.0272 | 6.2067 | 5.5134 | 8.1971 | 7.89 | 7.4189 | 6.5377 | 7.9603 | 6.1715 | 3.8361 | 3.757 | 3.1025 | 3.8831 | 4.4967 | 6.1989 | 6.0014 | 4.7269 | 6.338 | 6.0549 | 5.5016 |  | 4.8745 | 4.9753 | 5.5472 | 4.0844 | 6.1323 | 4.7388 | 1.5813 | 3.2229 | 3.5465 | 1.6734 | 4.3776 | 3.7771 | 6.8452 | 7.7907 | 6.7207 | 7.6789 | 9.6978 |  | 7.3863 | 6.6286 | 7.0924 | 6.8616 | 6.2016 | 6.3473 | 5.9447 | 5.8024 | 7.381 | 6.1691 | 7.4465 | 8.3366 | 5.0635 | 4.4164 | 4.4835 | 4.6167 | 3.9322 | 4.0452 | 4.8163 | 3.7252 | 4.0486 | 4.5096 | 4.4406 | 4.3753 | 6.7555 | 9.4017 | 8.1579 | 7.1921 | 9.5506 | 11.2394 | 7.8741 | 7.5737 | 10.0582 | 8.7246 | 7.5724 | 8.9409 | 6.4812 | 7.7819 | 7.0551 | 6.0553 | 7.0262 | 7.3848 | 8.4156 | 6.7626 | 6.552 | 7.8122 | 7.2428 | 9.0115 | 4.4358 | 5.1667 | 5.6824 | 5.5088 | 3.7024 | 5.9253 | 12.8361 | 11.5416 | 15.9448 | 14.3251 | 11.2522 | 13.0283 | 5.5982 | 5.7849 | 2.4781 | 6.8317 | 6.4785 | 4.4152 | 5.1325 | 7.0189 | 6.3841 | 7.4636 | 7.6684 | 6.068 | 5.5736 | 6.2873 | 4.0382 | 4.8781 | 6.4926 | 5.0507 | 7.1373 | 9.1665 | 6.7184 | 8.4035 | 6.7454 | 7.6055 | 6.014 | 4.1757 | 6.8673 | 6.6044 | 3.1824 | 6.0005 | 6.94 | 6.0118 | 6.3722 | 6.177 | 6.7295 | 5.6109 | 5.5696 | 4.611 | 5.3116 | 6.0618 | 5.9266 | 5.6543 | 2.259 | 4.3725 | 1.3353 | 4.1891 | 2.9404 | 3.8963 | 3.4112 | 4.8212 | 2.7333 | 5.1253 | 2.0972 | 4.7383 | 4.9749 | 4.6871 | 5.1208 | 3.7748 | 4.403 | 4.0098 | 3.8559 | 2.9697 | 3.9067 | 5.6017 | 4.4837 | 3.8374 | 4.7475 | 4.4983 | 5.512 | 4.5221 | 3.6093 | 5.6933 | 5.0276 | 4.372 | 3.786 | 4.6258 | 4.0249 | 3.6517 | 4.6697 | 3.5404 | 4.0012 | 4.29 | 5.4094 | 4.3457 | 3.4887 | 2.0417 | 4.0277 | 3.645 | 2.0578 | 4.026 | 4.3936 | 2.0873 | 2.7393 | 1.8612 | 3.0251 | 1.7266 | 1.5542 | 0.93317 | 1.9792 | 0.81026 | 4.9755 | 2.0963 | 3.378 | -0.086147 | 2.6135 | 3.637 | 1.754 | 1.1578 | 4.3893 | 3.41 | 3.4607 | -1.0906 | 3.7837 | 3.4396 | 3.4345 | 3.455 | 3.0233 | 3.9151 | 2.3122 | 2.3182 | 5.4786 | 4.405 | 2.6329 | 6.0878 | 3.6092 | 2.2842 | 8.641 | 3.7734 | 3.7298 | 4.5873 | 4.9839 | 4.4572 | 4.3622 | 2.9783 | 4.9363 | 3.7895 | 5.3407 | 5.0568 | 5.403 | 5.8616 | 4.2706 | 3.5737 | 4.6465 | 4.9602 | 4.0233 | 4.0713 | 3.1013 | 4.9095 | 4.9926 | 4.6469 | 4.719 | 4.5239 | 4.0644 | 3.9165 | 4.1089 | 2.9898 | 4.0137 | 3.9852 | 3.4158 | 3.7863 | 4.1851 | 3.9452 | 4.1127 | 3.337 | 3.6032 | 3.273 | 3.3367 | 3.9895 | 2.423 | 4.7488 | 3.0174 | 4.1301 | 3.5186 | 3.6632 | 3.3978 | 2.5546 | 4.4807 | 3.3858 | 3.2224 | 3.675 | 5.5862 | 3.6788 | 7.781 | 4.3119 | 6.3024 | 10.0191 | 6.0441 | 5.4662 | 7.3808 | 6.3317 | 4.9793 | 6.9817 | 9.6893 | 9.3703 | 7.9473 | 9.3986 | 7.4517 | 10.0618 | 3.0287 | 4.7708 | 2.084 | 4.5544 |  |  | 5.9789 | 2.8466 | 4.185 | 2.9889 | 2.139 | 4.6042 | 3.6325 | 5.406 | 3.566 | 1.9782 | 0.33669 | 3.3865 | 7.7716 | 7.4629 | 4.3207 | 6.939 | 3.5812 | 4.5609 | 4.7051 | 7.0476 | 6.5566 | 6.6247 | 7.6176 | 6.3725 | 7.3579 | 7.2365 | 4.5591 | 6.3828 | 7.381 | 5.5861 | 7.4022 | 6.1866 | 6.9118 | 4.6719 | 7.4797 | 6.5802 | 7.1258 | 6.2081 | 6.8957 | 6.7289 | 5.3467 | 6.7193 | 6.8985 | 6.25 | 6.1677 | 7.6149 | 7.4847 | 8.4538 | 7.6872 | 6.7995 | 7.6127 | 8.7762 | 6.1307 | 7.3239 | 7.3834 | 8.1292 | 8.093 | 7.1989 | 6.5536 | 7.9043 | 7.6191 | 7.3056 | 7.4828 | 5.5432 | 5.4801 | 6.6954 | 10.2334 | 8.2828 | 8.1689 | 9.369 | 8.4741 | 9.8205 | 5.6525 | 6.2453 | 3.9272 | 5.7949 | 5.0442 | 5.6074 | 5.3067 | 4.6731 | 6.4436 | 5.5251 | 3.9968 | 4.2409 | 6.4649 | 4.0093 | 5.9786 | 4.2741 | 4.638 |  | 5.5833 | 5.1101 | 6.5365 | 5.3815 | 4.8552 | 3.247 | 6.2541 | 5.7178 | 5.8717 | 3.8628 | 5.5592 | 7.0986 | 5.565 | 3.6245 | 6.3949 | 6.4937 | 4.009 | 5.2154 | 4.2886 | 5.5802 | 6.6456 | 4.3689 | 5.8624 | 5.0743 | 2.6509 | 7.0829 | 4.1382 | 4.4072 | 4.5465 | 4.586 | 6.7478 | 6.4819 | 6.0079 | 5.2879 | 7.2289 | 6.0194 | 5.1652 | 5.7917 | 3.9495 | 7.8828 | 7.3013 | 7.6353 | 7.4027 | 5.2178 | 3.8017 | 6.2422 | 7.9079 | 3.2253 | 6.3722 | 7.9476 | 8.6745 | 5.8931 | 6.5556 | 7.5715 | 6.6849 | 4.597 | 4.2529 | 7.6386 | 5.6463 | 9.6092 | 5.6634 | 5.4528 | 1.2043 | 4.3449 | 6.1438 | 5.2149 | 6.1774 | 4.653 | 5.791 | 5.3571 | 6.1179 | 5.7319 | 4.8205 | 7.8862 | 6.3606 | 6.8497 | 6.5287 | 7.9524 | 5.7024 | 6.3208 | 6.2312 | 5.8991 | 6.5362 | 5.6813 | 5.342 | 3.174 | 5.6034 | 6.1453 | 7.015 | 3.8552 | 5.3153 | 6.3245 | 5.7225 | 6.8967 | 8.5129 | 7.1894 | 5.9753 | 7.5114 | 7.5825 | 4.8577 | 8.0422 | 12.1059
81% | 8.3151 | 7.8902 | 7.9582 | 6.9042 | 7.6121 | 5.4869 | 8.7341 | 9.1938 | 8.446 | 8.2712 | 9.3441 | 10.9014 | 6.0771 | 7.4358 | 7.7868 | 6.3893 |  |  | 5.4432 | 5.9694 | 5.5354 | 6.4764 | 5.5888 | 6.7216 | 3.1837 | 3.6127 | 3.7603 | 4.7611 | 2.7316 | 3.4741 | 10.5691 | 9.5719 | 8.7472 | 9.4962 | 10.1258 | 9.3886 | 6.7789 | 6.4886 | 7.4931 | 6.4362 | 6.9788 | 6.6953 | 6.6824 | 5.9612 | 5.9079 | 6.2483 | 6.456 | 5.4785 | 8.3897 | 7.947 | 7.786 | 6.7533 | 7.2346 | 6.3736 | 4.3893 | 4.1371 | 3.594 | 4.2591 | 5.0138 | 6.5032 | 6.3273 | 4.9689 | 6.6449 | 6.362 | 5.8142 |  | 5.2818 | 5.6767 | 5.9957 | 4.5758 | 6.3229 | 5.4157 | 1.9925 | 3.8174 | 4.2741 | 1.9792 | 4.7339 | 4.1193 | 7.1604 | 8.2291 | 7.1601 | 7.9988 | 9.8376 |  | 7.7255 | 7.0108 | 7.4239 | 7.3531 | 6.6561 | 6.9302 | 6.477 | 6.2208 | 7.6809 | 6.6691 | 7.7967 | 8.731 | 5.656 | 4.7345 | 4.8814 | 4.9777 | 4.2616 | 4.5511 | 5.2853 | 4.2415 | 4.4586 | 4.9366 | 4.8311 | 4.7753 | 7.3989 | 9.7127 | 8.5836 | 7.3705 | 9.8329 | 11.6109 | 8.4481 | 7.8402 | 10.3018 | 8.9748 | 7.9123 | 9.2077 | 6.8302 | 8.0946 | 7.5555 | 6.5284 | 7.2731 | 7.6921 | 8.9676 | 7.0375 | 6.8466 | 8.1763 | 7.7362 | 9.4681 | 4.6936 | 5.5082 | 5.8724 | 5.7663 | 4.1904 | 6.2351 | 13.1918 | 11.8334 | 16.1518 | 16.0037 | 11.6359 | 13.0587 | 6.1252 | 6.2063 | 2.9668 | 7.185 | 6.9315 | 4.8954 | 5.4224 | 7.4066 | 6.9492 | 7.8006 | 8.0578 | 6.4732 | 5.9113 | 6.5661 | 4.4257 | 5.315 | 6.927 | 5.4248 | 7.3442 | 9.2875 | 6.8336 | 8.3564 | 6.7602 | 7.6976 | 6.0063 | 3.8259 | 6.7735 | 6.4563 | 3.0436 | 5.8546 | 7.1994 | 6.2634 | 6.5395 | 6.4403 | 6.8675 | 5.8426 | 5.9492 | 5.0349 | 5.6372 | 6.2867 | 6.1136 | 6.0195 | 2.6039 | 4.6912 | 1.5504 | 4.2777 | 3.2019 | 3.9756 | 3.5918 | 4.9583 | 3.2041 | 5.3793 | 2.4901 | 5.0372 | 5.3031 | 4.8616 | 5.5054 | 4.0312 | 4.6961 | 4.102 | 4.2562 | 3.3821 | 4.2093 | 5.7824 | 4.7183 | 4.0292 | 5.393 | 4.8771 | 5.9039 | 4.9591 | 3.9144 | 6.0113 | 5.6283 | 5.2113 | 4.2377 | 5.2802 | 4.599 | 4.2167 | 5.2189 | 4.1172 | 4.7321 | 4.9222 | 6.0909 | 5.0548 | 4.2319 | 2.8152 | 4.6276 | 4.2463 | 2.8902 | 4.5859 | 5.2781 | 2.718 | 3.3614 | 2.6216 | 3.6214 | 2.2122 | 2.4237 | 1.7848 | 2.8102 | 1.8371 | 5.5754 | 2.7701 | 4.3491 | 0.85007 | 3.4131 | 4.5891 | 2.4877 | 1.9807 | 4.9098 | 3.9682 | 4.3585 | -0.096938 | 4.672 | 4.1159 | 3.9209 | 4.0883 | 3.8837 | 4.6298 | 2.8953 | 2.97 | 5.9391 | 5.0077 | 3.5718 | 6.6543 | 4.448 | 3.149 | 9.1711 | 4.2272 | 4.1106 | 4.8277 | 5.3401 | 4.9326 | 4.7406 | 3.386 | 5.2541 | 4.0216 | 5.5328 | 5.3714 | 5.8267 | 6.171 | 4.8553 | 4.3326 | 4.9957 | 5.6449 | 4.4888 | 4.1843 | 3.4163 | 5.1882 | 5.2889 | 4.8448 | 4.9718 | 4.6517 | 4.3498 | 4.1381 | 4.3016 | 3.348 | 4.6434 | 4.3376 | 3.9479 | 4.1499 | 4.615 | 4.2263 | 4.5341 | 3.678 | 4.0406 | 3.7767 | 3.9017 | 4.3085 | 2.9044 | 5.0817 | 3.421 | 4.5745 | 3.7557 | 4.1569 | 3.9004 | 3.0919 | 5.01 | 4.1727 | 3.7494 | 4.1039 | 6.1603 | 3.9317 | 8.2188 | 4.7878 | 7.0501 | 10.8903 | 6.3276 | 5.8224 | 7.609 | 6.7648 | 5.531 | 7.4077 | 10.0778 | 10.0529 | 8.2624 | 9.3032 | 8.1186 | 10.6689 | 3.5149 | 5.2179 | 2.6376 | 5.0735 |  |  | 6.5505 | 3.3829 | 4.7857 | 3.5537 | 2.6898 | 5.1702 | 4.2178 | 6.2298 | 4.0724 | 2.6318 | 1.2651 | 3.9301 | 8.1174 | 7.7157 | 4.6393 | 7.2973 | 4.0083 | 4.8606 | 5.1395 | 7.3405 | 7.0412 | 7.0938 | 7.7759 | 6.7474 | 7.7523 | 7.6362 | 5.0803 | 6.8191 | 7.7365 | 6.0424 | 8.0736 | 6.6959 | 7.6378 | 5.5813 | 8.0147 | 7.202 | 7.7237 | 6.8063 | 7.5907 | 7.0908 | 5.8028 | 7.3152 | 7.5947 | 6.8251 | 6.8084 | 7.9989 | 8.0549 | 8.9954 | 8.0053 | 7.1272 | 7.8359 | 8.993 | 6.6034 | 7.8151 | 7.7588 | 8.5315 | 8.5753 | 7.8115 | 6.9481 | 8.32 | 8.234 | 7.7846 | 8.054 | 5.9869 | 6.0218 | 7.0786 | 10.8035 | 8.6864 | 8.3851 | 9.8119 | 9.0214 | 10.1843 | 6.15 | 6.8246 | 4.5955 | 6.3261 | 5.6129 | 5.6375 | 6.1334 | 5.3793 | 7.1285 | 6.2964 | 4.6141 | 5.0779 | 7.1068 | 4.6849 | 6.5738 | 5.0535 | 5.4223 |  | 6.1694 | 5.7313 | 7.1008 | 5.689 | 5.4976 | 4.043 | 6.7734 | 6.3241 | 6.4938 | 4.437 | 6.1211 | 7.595 | 6.1554 | 4.1715 | 6.8846 | 6.902 | 4.7704 | 5.6452 | 4.6571 | 5.7014 | 6.9625 | 4.7628 | 6.3584 | 5.4839 | 3.2712 | 7.4362 | 4.7847 | 4.9845 | 5.0724 | 5.3834 | 7.1564 | 7.1002 | 6.5795 | 5.7691 | 7.9283 | 6.5583 | 5.7785 | 6.1559 | 4.4871 | 8.2683 | 7.95 | 7.9446 | 7.9653 | 5.9028 | 4.479 | 6.9668 | 8.535 | 3.9265 | 6.7933 | 8.2967 | 8.8512 | 6.4511 | 6.8313 | 8.021 | 7.2235 | 5.1151 | 5.0666 | 8.1401 | 6.1905 | 10.3246 | 6.3373 | 5.9439 | 1.987 | 4.9325 | 6.4918 | 5.8527 | 6.6379 | 5.0618 | 6.2069 | 5.7158 | 6.6296 | 6.2219 | 5.3064 | 8.2855 | 6.7612 | 7.1805 | 6.8426 | 8.2732 | 6.2162 | 6.7796 | 6.737 | 6.4327 | 6.9534 | 6.0989 | 5.8393 | 3.6873 | 6.0071 | 6.5962 | 7.3394 | 4.3055 | 5.876 | 6.7472 | 6.1836 | 7.4091 | 8.915 | 7.7562 | 6.5623 | 7.9594 | 8.1416 | 5.3504 | 8.5461 | 12.0114
82% | 8.2417 | 7.609 | 7.4935 | 7.1587 | 7.7717 | 5.8624 | 9.4253 | 9.0691 | 8.6744 | 9.1793 | 9.3984 | 11.4761 | 5.8855 | 7.3865 | 8.0495 | 6.3025 |  |  | 5.9918 | 6.4144 | 6.023 | 6.7832 | 6.0439 | 6.8538 | 3.6518 | 3.8938 | 3.7733 | 4.8149 | 3.1221 | 3.7405 | 10.9235 | 9.9692 | 9.029 | 10.5026 | 12.0526 | 9.6207 | 6.8446 | 6.5677 | 7.6245 | 6.5852 | 7.174 | 6.8398 | 6.8367 | 6.1863 | 5.9007 | 6.363 | 6.4321 | 4.9367 | 8.4173 | 7.8176 | 8.0406 | 6.8026 | 6.0065 | 6.3463 | 5.1806 | 4.5311 | 4.0499 | 4.6317 | 5.2833 | 6.68 | 6.5144 | 5.1004 | 6.8187 | 6.5908 | 6.0838 |  | 5.6906 | 6.199 | 6.403 | 5.0256 | 6.4467 | 5.8607 | 2.4151 | 4.3564 | 4.659 | 2.306 | 4.9798 | 4.4834 | 7.4362 | 8.5458 | 7.5203 | 8.2314 | 9.804 |  | 7.9959 | 7.3929 | 7.7663 | 7.8485 | 7.0497 | 7.3584 | 6.9323 | 6.5003 | 7.7667 | 7.1043 | 8.1248 | 8.9039 | 6.1042 | 5.0507 | 5.246 | 5.2589 | 4.5723 | 5.0415 | 5.7637 | 4.7188 | 4.7997 | 5.2685 | 5.1458 | 5.1326 | 7.9275 | 9.9373 | 8.9207 | 7.4432 | 10.0641 | 11.8435 | 8.9899 | 7.9858 | 10.4602 | 9.0797 | 8.2219 | 9.4001 | 7.1128 | 8.3062 | 7.6573 | 6.9208 | 7.3762 | 7.9844 | 9.3514 | 7.2649 | 7.1178 | 8.4968 | 8.135 | 9.8871 | 4.9762 | 5.8665 | 6.0295 | 6.003 | 4.6393 | 6.4544 | 13.4766 | 12.0866 | 16.2097 | 16.4252 | 11.9655 | 13.024 | 6.4903 | 6.5967 | 3.4633 | 7.534 | 7.2396 | 5.3226 | 5.666 | 7.6708 | 7.4792 | 8.2104 | 8.3819 | 6.9583 | 6.3764 | 6.8359 | 4.4835 | 5.7552 | 7.276 | 5.8016 | 7.4888 | 9.7545 | 6.8584 | 8.212 | 6.769 | 7.6659 | 5.9468 | 3.4231 | 6.5996 | 6.2941 | 2.8801 | 5.7047 | 7.3262 | 6.4919 | 6.7032 | 6.6182 | 6.9304 | 6.0809 | 6.3381 | 5.5374 | 5.8563 | 6.3806 | 6.1938 | 6.2681 | 2.8643 | 4.8623 | 1.7669 | 4.3659 | 3.2912 | 4.2071 | 3.7148 | 4.9888 | 3.5942 | 5.5736 | 2.8351 | 5.2501 | 5.4636 | 5.0086 | 5.8176 | 4.3105 | 4.9798 | 4.309 | 4.6582 | 3.7679 | 4.3481 | 5.9214 | 4.9099 | 4.2603 | 5.8654 | 5.2313 | 6.3315 | 5.2028 | 4.1779 | 6.3925 | 6.241 | 6.204 | 4.6786 | 5.8299 | 5.3429 | 4.8363 | 5.8151 | 4.6944 | 5.4034 | 5.637 | 6.8301 | 5.6925 | 4.9808 | 3.6148 | 5.2194 | 4.9232 | 3.5514 | 5.2782 | 6.0505 | 3.4194 | 4.0519 | 3.3996 | 4.3149 | 2.7276 | 3.2986 | 2.7201 | 3.6987 | 2.7434 | 6.1484 | 3.4339 | 5.3843 | 2.0461 | 4.2138 | 5.4588 | 3.5703 | 2.84 | 5.398 | 4.4989 | 5.2113 | 0.91851 | 5.4556 | 5.0371 | 4.4895 | 4.6735 | 4.6546 | 5.208 | 3.6511 | 3.5824 | 6.4441 | 5.7265 | 4.3243 | 7.2003 | 5.1822 | 4.0775 | 9.4326 | 4.6565 | 4.516 | 4.955 | 5.5693 | 5.3527 | 5.0245 | 3.7136 | 5.4783 | 4.2659 | 5.7054 | 5.6517 | 6.247 | 6.431 | 5.3329 | 5.0597 | 5.2566 | 6.2335 | 5.0342 | 4.325 | 3.7455 | 5.4106 | 5.5921 | 4.9782 | 5.2337 | 4.8404 | 4.5548 | 4.3571 | 4.4949 | 3.6392 | 5.0536 | 4.6592 | 4.593 | 4.5014 | 4.9413 | 4.5815 | 4.9611 | 4.0031 | 4.4823 | 4.2216 | 4.4799 | 4.598 | 3.3107 | 5.4162 | 3.7844 | 4.9569 | 4.034 | 4.5714 | 4.3147 | 3.5551 | 5.4292 | 4.815 | 4.1417 | 4.508 | 6.553 | 4.1305 | 8.5149 | 5.2388 | 7.5596 | 10.992 | 6.4799 | 6.0245 | 7.6531 | 7.0438 | 5.9275 | 7.6719 | 10.3753 | 10.6162 | 8.3006 | 9.0297 | 8.2442 | 11.2678 | 3.9815 | 5.6094 | 3.1527 | 5.5119 |  |  | 7.0101 | 3.8398 | 5.339 | 4.1648 | 3.1007 | 5.6771 | 4.6744 | 6.7266 | 4.6131 | 3.3642 | 1.9823 | 4.3099 | 8.3414 | 7.8621 | 4.8723 | 7.6003 | 4.3454 | 5.0962 | 5.5066 | 7.5225 | 7.4608 | 7.4411 | 7.8029 | 7.0765 | 8.08 | 7.9214 | 5.6435 | 7.1727 | 7.9976 | 6.4321 | 8.5224 | 7.2186 | 8.1721 | 6.2492 | 8.3714 | 7.7088 | 8.2309 | 7.2397 | 8.1582 | 7.3978 | 6.36 | 7.7953 | 8.1904 | 7.3327 | 7.3423 | 8.3167 | 8.6141 | 9.4013 | 8.2316 | 7.4861 | 7.9979 | 9.0029 | 6.9835 | 8.2407 | 8.0329 | 8.7603 | 8.8157 | 8.2951 | 7.2916 | 8.7133 | 8.6904 | 8.1339 | 8.5398 | 6.3798 | 6.5077 | 7.4468 | 11.2693 | 9.0321 | 8.5309 | 10.1781 | 9.3435 | 10.4083 | 6.5339 | 7.3249 | 5.1981 | 6.7821 | 6.1239 | 5.5738 | 6.8475 | 6.0566 | 7.5684 | 7.029 | 5.3819 | 5.6831 | 7.6805 | 5.2843 | 7.1391 | 5.6811 | 6.0832 |  | 6.6519 | 6.2182 | 7.2633 | 5.9149 | 5.949 | 4.6945 | 7.3056 | 6.8653 | 6.9014 | 4.8648 | 6.7033 | 7.9904 | 6.7499 | 4.7144 | 7.4006 | 7.2596 | 5.5348 | 6.034 | 5.063 | 5.9659 | 7.2191 | 5.0993 | 6.8474 | 5.9102 | 3.8604 | 7.8503 | 5.3778 | 5.5456 | 5.5741 | 5.8235 | 7.6166 | 7.5135 | 6.881 | 6.1818 | 8.615 | 6.9456 | 6.2738 | 6.5486 | 4.9403 | 8.5092 | 8.4721 | 8.0928 | 8.5643 | 6.557 | 5.1738 | 7.635 | 9.0899 | 4.6608 | 7.1363 | 8.4924 | 8.9597 | 6.8171 | 7.3476 | 8.399 | 7.6928 | 5.6576 | 5.7445 | 8.5684 | 6.7113 | 10.853 | 6.9369 | 6.3978 | 2.7141 | 5.4872 | 6.7948 | 6.4037 | 7.0502 | 5.5078 | 6.744 | 6.0988 | 7.0857 | 6.6725 | 5.843 | 8.6234 | 7.1893 | 7.5436 | 7.222 | 8.5984 | 6.7037 | 7.2895 | 7.2554 | 6.9301 | 7.3924 | 6.3921 | 6.2706 | 4.1557 | 6.3143 | 6.8765 | 7.4685 | 4.8124 | 6.4508 | 7.1184 | 6.5505 | 7.7156 | 9.2107 | 8.2402 | 7.0829 | 8.3562 | 8.4774 | 6.2399 | 8.8041 | 11.8733
83% | 7.618 | 7.5118 | 7.0303 | 7.0557 | 7.6974 | 6.0383 | 9.6546 | 8.636 | 8.7517 | 9.2894 | 9.1973 | 11.2006 | 5.4116 | 7.1143 | 8.2391 | 5.9651 |  |  | 6.3784 | 6.6447 | 6.0523 | 6.7454 | 6.0839 | 6.6173 | 4.0173 | 4.015 | 3.5904 | 4.555 | 3.5264 | 3.9519 | 12.7357 | 10.2228 | 9.3804 | 10.5036 | 12.3928 | 10.4462 | 6.6186 | 6.4909 | 7.6909 | 6.4389 | 7.1612 | 6.7422 | 6.6861 | 6.1692 | 5.6662 | 6.231 | 6.1117 | 4.3473 | 8.1895 | 7.3823 | 8.1247 | 6.5531 | 4.7374 | 5.9854 | 5.7062 | 4.8127 | 4.5151 | 4.9333 | 5.3796 | 6.7065 | 6.6837 | 5.2058 | 6.8978 | 6.5695 | 6.1527 |  | 6.1516 | 6.7014 | 6.8517 | 5.4107 | 6.5008 | 6.2755 | 3.042 | 4.8556 | 5.06 | 2.6299 | 5.1769 | 4.8377 | 7.6653 | 8.7123 | 7.7532 | 8.343 | 9.7686 |  | 8.2207 | 7.6828 | 8.0219 | 8.3383 | 7.386 | 7.7175 | 7.2536 | 6.7817 | 7.8567 | 7.4901 | 8.4178 | 8.881 | 6.4756 | 5.2927 | 5.6857 | 5.5321 | 4.8511 | 5.4583 | 6.1293 | 5.1523 | 5.0225 | 5.6709 | 5.3965 | 5.4545 | 8.3029 | 10.0454 | 9.0613 | 7.4497 | 10.1981 | 11.9065 | 9.2779 | 7.9805 | 10.508 | 9.0978 | 8.4109 | 9.4566 | 7.2271 | 8.3737 | 7.4432 | 7.056 | 7.2897 | 8.2411 | 9.4882 | 7.5111 | 7.3636 | 8.7642 | 8.4046 | 10.2384 | 5.1163 | 6.1621 | 6.1025 | 6.1912 | 4.977 | 6.606 | 13.6667 | 12.3629 | 15.948 | 16.7417 | 13.34 | 12.6807 | 6.7693 | 6.8963 | 3.9286 | 7.6104 | 7.4545 | 5.6715 | 5.872 | 7.8004 | 7.9246 | 8.5637 | 8.6068 | 7.4249 | 6.3335 | 7.0178 | 4.5606 | 5.969 | 7.0916 | 6.0656 | 7.4879 | 10.3305 | 6.7725 | 8.0059 | 6.7204 | 7.6606 | 5.8142 | 3.0296 | 6.3296 | 6.064 | 2.67 | 5.4706 | 7.3847 | 6.7361 | 6.8181 | 6.7587 | 7.0328 | 6.2942 | 6.6483 | 5.9358 | 6.0085 | 6.5528 | 6.3022 | 6.4419 | 3.2172 | 4.9908 | 1.8829 | 4.3157 | 3.4825 | 4.2904 | 3.8251 | 5.0705 | 4.7975 | 6.5297 | 3.0512 | 5.3768 | 5.6163 | 5.0961 | 6.1706 | 4.7031 | 5.1828 | 4.332 | 5.0075 | 4.1346 | 4.577 | 5.9798 | 4.9974 | 4.2664 | 6.2675 | 5.5979 | 6.5875 | 5.4834 | 4.4325 | 6.6541 | 6.9862 | 6.9442 | 5.0626 | 6.3236 | 5.9416 | 5.4447 | 6.3764 | 5.2525 | 6.082 | 6.2811 | 7.4684 | 6.5529 | 5.7573 | 4.5708 | 5.6638 | 5.505 | 4.2655 | 5.7372 | 6.7449 | 4.12 | 4.7133 | 4.0942 | 4.9486 | 3.2892 | 4.1801 | 3.5712 | 4.5075 | 3.7146 | 6.576 | 4.0714 | 6.3168 | 3.1422 | 4.9582 | 6.2358 | 4.4049 | 3.6023 | 5.89 | 5.0843 | 5.9529 | 1.8998 | 6.0922 | 5.7046 | 4.9997 | 5.3966 | 5.4308 | 5.7626 | 4.267 | 4.2417 | 6.9771 | 6.1231 | 5.3287 | 7.69 | 5.8116 | 4.9525 | 9.3734 | 4.9822 | 4.8255 | 5.0707 | 5.6803 | 5.5708 | 5.2641 | 4.0036 | 5.7108 | 4.3586 | 5.8478 | 5.9165 | 6.5913 | 6.4999 | 5.7971 | 5.7287 | 5.4007 | 6.6532 | 5.4115 | 4.4087 | 4.0332 | 5.5697 | 5.6965 | 5.1262 | 5.4405 | 5.0028 | 4.796 | 4.5443 | 4.6348 | 3.9219 | 5.4556 | 4.9254 | 5.005 | 4.877 | 5.2343 | 4.854 | 5.3863 | 4.2994 | 4.9001 | 4.6226 | 4.9789 | 4.8576 | 3.684 | 5.7577 | 4.1187 | 5.3089 | 4.1798 | 4.9025 | 4.7058 | 4.0149 | 5.7776 | 5.4222 | 4.4733 | 4.8872 | 6.7067 | 4.3024 | 8.6549 | 5.563 | 7.9864 | 10.791 | 6.465 | 6.0751 | 7.5999 | 7.158 | 6.1425 | 7.7116 | 10.3917 | 11.0087 | 7.9544 | 8.6107 | 8.1376 | 11.2707 | 4.3462 | 5.8409 | 3.5735 | 5.683 |  |  | 7.341 | 4.2559 | 5.7702 | 4.5735 | 3.4615 | 6.1705 | 5.0857 | 7.036 | 5.0206 | 3.913 | 2.6737 | 4.5866 | 8.4386 | 7.8303 | 4.9568 | 7.7039 | 4.6355 | 5.2393 | 5.7988 | 7.5239 | 7.6461 | 7.7001 | 7.6836 | 7.1358 | 8.3701 | 7.971 | 6.0723 | 7.5115 | 8.0658 | 6.8236 | 8.8522 | 7.5987 | 8.6539 | 6.8845 | 8.6445 | 8.0472 | 8.6061 | 7.499 | 8.6557 | 7.674 | 6.6488 | 8.0988 | 8.4756 | 7.7814 | 7.8517 | 8.5296 | 9.0434 | 9.6508 | 8.2504 | 8.0255 | 8.0599 | 8.9227 | 7.2375 | 8.5527 | 8.2667 | 8.7804 | 8.9682 | 8.6731 | 7.5884 | 9.0695 | 9.0411 | 8.3093 | 8.8957 | 6.6859 | 6.9829 | 7.821 | 11.4934 | 9.2914 | 8.5817 | 10.492 | 9.6367 | 10.4768 | 6.7824 | 7.6197 | 5.6896 | 6.9851 | 6.5063 | 5.3683 | 7.4305 | 6.6639 | 7.4579 | 7.2951 | 5.8653 | 6.2829 | 7.8703 | 5.822 | 7.6178 | 6.2913 | 6.628 |  | 6.9662 | 6.5507 | 7.5677 | 6.0255 | 6.3676 | 5.134 | 7.7348 | 7.8552 | 6.9311 | 5.2805 | 6.9222 | 8.4972 | 7.2277 | 5.187 | 7.7865 | 7.551 | 6.2282 | 6.3254 | 5.3642 | 6.1659 | 7.3477 | 5.2379 | 7.098 | 6.1481 | 4.3895 | 8.0243 | 5.9195 | 6.0608 | 5.9511 | 6.2128 | 7.7675 | 7.8706 | 7.079 | 6.6553 | 9.1753 | 7.2864 | 6.6702 | 6.8238 | 5.3762 | 8.6163 | 9.0785 | 8.0741 | 9.1293 | 7.2167 | 5.7778 | 8.2445 | 9.6919 | 5.3759 | 7.3321 | 8.6951 | 9.0325 | 7.1308 | 7.5756 | 8.846 | 8.1259 | 6.1387 | 6.3843 | 8.9598 | 7.1924 | 11.2434 | 7.4677 | 6.8732 | 3.4633 | 5.9796 | 7.0726 | 6.6992 | 7.4042 | 6.1053 | 7.181 | 6.5149 | 7.5386 | 7.5283 | 6.3369 | 8.8569 | 7.6082 | 7.8975 | 7.506 | 8.9619 | 7.1935 | 7.7794 | 7.7998 | 7.3714 | 7.8267 | 6.6023 | 6.603 | 4.6025 | 6.6151 | 7.1251 | 7.485 | 5.2286 | 6.9724 | 7.5006 | 6.7914 | 7.971 | 9.2908 | 8.6098 | 7.3999 | 8.5971 | 8.7369 | 6.7251 | 8.9029 | 11.442
84% | 7.1869 | 6.6998 | 6.6007 | 6.9773 | 7.4457 | 6.077 | 9.6909 | 7.8184 | 8.6754 | 9.3425 | 8.9248 | 10.5871 | 4.405 | 6.5694 | 8.3162 | 5.3296 |  |  | 6.3707 | 6.7172 | 6.1772 | 6.4345 | 5.7513 | 6.2023 | 4.1703 | 3.9233 | 3.0172 | 4.1154 | 3.8431 | 4.0434 | 13.6318 | 10.2969 | 11.1879 | 10.2822 | 12.5659 | 11.1984 | 6.3887 | 6.2669 | 7.2893 | 6.3255 | 7.0048 | 6.378 | 6.2171 | 5.7976 | 5.1722 | 5.945 | 5.5735 | 3.4804 | 7.7898 | 6.8562 | 7.9946 | 5.9736 | 3.4392 | 5.3953 | 6.1262 | 4.9715 | 4.9092 | 5.1386 | 5.4456 | 6.5148 | 6.7125 | 5.1959 | 6.8409 | 6.4535 | 5.9886 |  | 6.4567 | 7.0756 | 7.2422 | 5.7164 | 6.4025 | 6.5131 | 3.3922 | 5.2713 | 5.1969 | 2.9798 | 5.3558 | 5.1059 | 7.685 | 8.6724 | 7.9468 | 8.2796 | 9.5362 |  | 8.3737 | 7.8817 | 8.2127 | 8.7506 | 7.6559 | 7.9176 | 7.5288 | 6.9589 | 7.6674 | 7.6756 | 8.6647 | 8.7481 | 6.7681 | 5.4242 | 6.0321 | 5.6907 | 5.0976 | 5.7156 | 6.3773 | 5.5197 | 5.1466 | 5.8623 | 5.5685 | 5.5085 | 8.4889 | 10.0087 | 8.9687 | 7.2987 | 9.8902 | 11.5994 | 9.1486 | 7.7505 | 10.3102 | 9.0621 | 8.4072 | 9.4007 | 7.1452 | 8.2557 | 6.8713 | 6.9321 | 6.8488 | 8.2983 | 9.3265 | 7.6971 | 7.5005 | 8.8377 | 8.4379 | 10.3235 | 5.2278 | 6.1579 | 6.0971 | 6.1089 | 5.2074 | 6.644 | 15.1252 | 12.6563 | 15.4926 | 16.9266 | 14.0459 | 12.3185 | 6.9329 | 7.1374 | 4.2787 | 7.5646 | 7.4709 | 5.6603 | 5.9933 | 7.7017 | 8.2463 | 8.8058 | 8.6045 | 7.8804 | 6.0283 | 6.9884 | 4.7763 | 5.9775 | 6.8423 | 6.2184 | 7.4114 | 10.3516 | 6.5936 | 7.7129 | 6.5549 | 7.6453 | 5.6187 | 2.511 | 6.0377 | 5.7655 | 2.4293 | 5.1675 | 7.4035 | 6.903 | 8.0584 | 6.8845 | 6.9601 | 6.5417 | 6.7566 | 6.1799 | 6.0878 | 6.573 | 6.226 | 6.523 | 3.4155 | 4.8543 | 1.8358 | 4.345 | 3.5639 | 4.3562 | 3.819 | 4.9565 | 5.5905 | 7.571 | 3.2669 | 5.4787 | 5.7567 | 5.1934 | 6.4451 | 5.0057 | 5.2775 | 4.2616 | 5.2027 | 4.4878 | 4.7569 | 5.9589 | 5.0534 | 4.1662 | 6.712 | 6.0286 | 6.7061 | 5.5129 | 4.6977 | 6.8631 | 7.4998 | 7.5487 | 5.3587 | 6.8459 | 6.4333 | 6.1557 | 6.7667 | 5.8284 | 6.5441 | 6.6705 | 7.9174 | 7.0794 | 6.4818 | 5.4264 | 6.1339 | 5.9929 | 4.8794 | 6.2754 | 7.2962 | 4.8303 | 5.2669 | 4.8028 | 5.5704 | 4.0059 | 4.9403 | 4.2151 | 5.1954 | 4.4382 | 6.8969 | 4.7364 | 7.4122 | 4.2915 | 5.7503 | 6.8932 | 5.2412 | 4.5299 | 6.2787 | 5.7059 | 6.6116 | 2.9078 | 6.7495 | 6.3757 | 5.4467 | 6.0193 | 6.111 | 6.3001 | 4.8267 | 4.7882 | 7.2397 | 6.5057 | 5.8684 | 8.105 | 6.4403 | 5.9539 | 9.131 | 5.2075 | 5.0917 | 5.0105 | 5.6543 | 5.6085 | 5.3967 | 4.1751 | 5.6888 | 4.4076 | 5.8679 | 5.9262 | 6.7862 | 6.5679 | 6.1756 | 6.3277 | 5.4984 | 7.0177 | 5.714 | 4.4093 | 4.2237 | 5.6303 | 5.9207 | 5.1796 | 5.5623 | 5.1107 | 4.8636 | 4.5936 | 4.6933 | 4.1199 | 5.8317 | 5.2186 | 5.4017 | 5.1395 | 5.5332 | 5.1362 | 5.8024 | 4.5419 | 5.1937 | 4.9413 | 5.4178 | 4.9076 | 4.0228 | 6.0533 | 4.3346 | 5.492 | 4.3339 | 5.1178 | 5.0446 | 4.4123 | 6.0526 | 5.8927 | 4.776 | 5.2245 | 6.6194 | 4.2598 | 8.5961 | 5.7858 | 8.2427 | 10.41 | 6.232 | 5.9697 | 7.0754 | 7.0699 | 6.0336 | 7.5058 | 10.1465 | 11.0639 | 7.4099 | 7.8827 | 7.7089 | 10.9266 | 4.6387 | 5.8593 | 3.9418 | 5.6939 |  |  | 7.6164 | 4.62 | 6.0937 | 4.7507 | 3.6805 | 6.5851 | 5.4238 | 7.2528 | 5.2921 | 4.4031 | 3.3834 | 4.6671 | 8.269 | 7.4952 | 4.8889 | 7.5164 | 4.8148 | 5.1616 | 5.9984 | 7.4201 | 7.641 | 7.6914 | 7.3414 | 7.0019 | 8.414 | 7.8361 | 6.4889 | 7.7003 | 7.9416 | 7.1209 | 9.045 | 7.6377 | 9.0459 | 7.3433 | 8.7178 | 8.1424 | 8.7975 | 7.7089 | 9.0481 | 7.7814 | 6.8253 | 8.1507 | 8.7029 | 8.0922 | 8.2776 | 8.702 | 9.3507 | 9.6618 | 8.0989 | 8.204 | 8.058 | 8.6546 | 7.5217 | 8.7019 | 8.4059 | 8.6 | 8.7028 | 8.858 | 7.8484 | 9.3496 | 9.2079 | 8.2969 | 9.0804 | 6.8252 | 7.3591 | 8.0915 | 11.4857 | 9.4177 | 8.5075 | 10.5933 | 9.8321 | 10.3088 | 6.7934 | 7.8166 | 6.0077 | 7.0359 | 6.7162 | 4.9408 | 7.7214 | 7.2243 | 7.3262 | 7.6912 | 6.4316 | 6.7001 | 7.8337 | 6.2571 | 7.7616 | 6.5668 | 7.1317 |  | 7.1307 | 6.7631 | 7.7446 | 5.5408 | 6.6312 | 5.2861 | 8.6447 | 8.3355 | 7.0831 | 5.4576 | 6.9866 | 8.7752 | 7.5378 | 5.5019 | 7.8897 | 7.7557 | 6.7865 | 6.4957 | 5.4902 | 6.2451 | 7.3421 | 5.3035 | 7.3951 | 6.1407 | 4.8401 | 8.0448 | 6.3533 | 6.5353 | 6.268 | 6.5328 | 7.755 | 8.2555 | 7.0999 | 7.059 | 9.66 | 7.4967 | 6.8347 | 7.0078 | 5.5535 | 8.7144 | 9.6234 | 7.9933 | 9.532 | 7.6733 | 6.2473 | 8.8393 | 10.1708 | 6.0213 | 7.4749 | 8.8284 | 9.0448 | 7.3771 | 7.8154 | 9.0109 | 8.4742 | 6.5202 | 6.9616 | 9.2369 | 7.6165 | 11.3867 | 7.9275 | 7.1808 | 4.0831 | 6.3646 | 7.3921 | 6.8154 | 7.7371 | 6.6514 | 7.6226 | 6.9422 | 7.991 | 8.0565 | 6.8575 | 9.0079 | 7.9513 | 8.2189 | 7.7209 | 9.1741 | 7.6027 | 8.2456 | 8.3123 | 7.8181 | 8.1913 | 6.8033 | 6.6322 | 4.9527 | 6.7732 | 7.3204 | 7.4137 | 5.6062 | 7.3322 | 7.8027 | 6.9532 | 7.9062 | 9.2262 | 8.6918 | 7.6232 | 8.7499 | 8.9754 | 7.1177 | 8.9423 | 10.9771
85% | 6.4449 | 6.0707 | 5.1606 | 6.462 | 6.9197 | 5.97 | 9.4102 | 6.8062 | 8.5695 | 8.9087 | 8.3864 | 9.5137 | 3.4292 | 5.7247 | 8.1729 | 4.4143 |  |  | 5.9125 | 6.4323 | 5.929 | 5.8967 | 5.129 | 5.2881 | 4.0594 | 3.4241 | 2.2884 | 3.5853 | 3.9567 | 3.909 | 13.3215 | 13.0842 | 10.7458 | 9.8134 | 12.0617 | 10.9529 | 5.5915 | 5.6917 | 6.8327 | 5.5044 | 6.3454 | 5.7461 | 5.4083 | 5.3055 | 4.3821 | 5.4074 | 4.6751 | 2.4485 | 7.0723 | 6.028 | 7.503 | 5.0701 | 2.1808 | 4.497 | 6.4561 | 4.9661 | 5.252 | 5.2289 | 5.4381 | 6.2977 | 6.78 | 5.052 | 6.6148 | 6.297 | 5.8301 |  | 6.6768 | 7.3909 | 7.428 | 6.0933 | 6.1022 | 6.8927 | 3.6261 | 5.6483 | 5.3749 | 3.2857 | 5.4345 | 5.334 | 7.6615 | 8.471 | 7.8223 | 8.0833 | 8.8955 |  | 8.3763 | 7.9779 | 8.3083 | 8.9084 | 7.7663 | 8.1496 | 7.4852 | 7.0491 | 7.1978 | 7.8109 | 8.7642 | 8.4712 | 6.9268 | 5.4622 | 6.1862 | 5.7565 | 5.2641 | 5.8975 | 6.5171 | 5.767 | 5.0606 | 6.0564 | 5.5827 | 5.5932 | 8.4722 | 9.6933 | 8.7496 | 6.9629 | 9.55 | 11.0907 | 9.0219 | 7.2452 | 9.8572 | 8.884 | 8.0662 | 9.0868 | 6.9816 | 7.9221 | 6.0891 | 6.6297 | 6.2911 | 8.2024 | 8.9382 | 7.7642 | 7.3179 | 8.8271 | 8.2533 | 10.1891 | 5.1799 | 6.069 | 6.0052 | 5.9489 | 5.2739 | 6.4908 | 15.0127 | 14.4957 | 14.5814 | 16.8653 | 13.9073 | 11.667 | 6.6811 | 7.0409 | 4.3979 | 7.1717 | 7.277 | 5.5231 | 6.0002 | 7.3574 | 8.3595 | 8.8886 | 8.3855 | 8.0496 | 5.4857 | 6.7982 | 4.4891 | 5.6012 | 6.4132 | 6.3003 | 7.194 | 10.321 | 8.5929 | 7.4325 | 6.3549 | 7.5033 | 5.3409 | 1.9525 | 5.6601 | 5.4186 | 2.1652 | 4.8267 | 7.5052 | 7.0207 | 8.5322 | 6.8801 | 6.7537 | 6.7326 | 6.8586 | 6.4288 | 6.0275 | 6.5148 | 6.1229 | 6.4819 | 3.7941 | 4.5762 | 1.7739 | 3.9735 | 3.6351 | 4.2954 | 3.7334 | 4.7764 | 5.7452 | 7.5409 | 3.4174 | 5.537 | 5.7705 | 5.207 | 6.5285 | 5.1786 | 5.3106 | 4.1111 | 5.2764 | 4.7882 | 4.677 | 5.8807 | 5.0443 | 3.9149 | 6.9309 | 6.0462 | 6.8863 | 5.5648 | 4.9746 | 7.0526 | 7.8227 | 7.9177 | 5.5666 | 7.2326 | 6.6949 | 6.7186 | 6.9445 | 6.0548 | 6.7534 | 6.8102 | 8.2051 | 7.6057 | 7.0449 | 6.1749 | 6.5035 | 6.3641 | 5.4224 | 6.8126 | 7.8423 | 5.4895 | 5.6906 | 5.3192 | 6.1302 | 4.545 | 5.596 | 4.6703 | 5.7205 | 5.0485 | 7.0754 | 5.5585 | 8.2244 | 5.3681 | 6.4862 | 7.1098 | 6.1054 | 5.3358 | 6.691 | 6.2836 | 7.1787 | 4.0035 | 7.1809 | 7.0263 | 5.778 | 6.5824 | 6.5586 | 6.7671 | 5.1995 | 5.2906 | 7.4027 | 6.8634 | 6.4306 | 8.2633 | 6.8411 | 6.6447 | 8.7027 | 5.3501 | 5.2572 | 4.7485 | 5.1617 | 5.5708 | 5.4043 | 4.1032 | 5.5705 | 4.3107 | 5.8048 | 5.815 | 6.8784 | 6.4799 | 6.3972 | 6.7429 | 5.445 | 7.3168 | 6.0192 | 4.3735 | 4.3015 | 5.5841 | 5.7022 | 5.2401 | 5.5764 | 5.125 | 4.894 | 4.5663 | 4.5849 | 4.228 | 6.1333 | 5.3194 | 5.7051 | 5.3791 | 5.5303 | 5.3696 | 6.2034 | 4.7167 | 5.4301 | 5.2311 | 5.6134 | 4.949 | 4.2414 | 6.3149 | 4.4405 | 5.5906 | 4.3841 | 5.1233 | 5.2027 | 4.6873 | 6.1602 | 6.2147 | 5.1034 | 5.4469 | 6.0526 | 3.8889 | 8.3018 | 5.746 | 8.2737 | 9.0637 | 5.7637 | 5.4353 | 6.4636 | 6.7885 | 5.5886 | 6.9844 | 9.6179 | 10.8927 | 6.6889 | 6.8849 | 7.0652 | 10.2404 | 4.4508 | 5.7023 | 4.1571 | 5.4935 |  |  | 7.7194 | 4.9231 | 6.2471 | 4.8213 | 3.7752 | 6.8773 | 5.648 | 7.3289 | 5.4309 | 4.7773 | 3.9041 | 4.528 | 7.6278 | 7.0002 | 4.5698 | 7.1244 | 4.4783 | 4.8582 | 5.9947 | 7.0276 | 7.3822 | 7.4532 | 6.7622 | 6.6428 | 8.2177 | 7.4814 | 6.7857 | 7.6197 | 7.6006 | 7.2401 | 9.0382 | 7.6789 | 9.276 | 7.6442 | 8.618 | 8.2123 | 8.8189 | 7.7331 | 9.282 | 7.7579 | 6.8433 | 8.2232 | 8.808 | 8.189 | 8.4757 | 8.6259 | 9.368 | 9.3815 | 7.7872 | 8.3806 | 7.9536 | 8.2303 | 7.7094 | 8.7054 | 8.3697 | 7.8102 | 8.5262 | 8.9571 | 7.9983 | 9.5159 | 9.1795 | 8.052 | 9.0006 | 6.7227 | 7.699 | 8.0957 | 11.0509 | 9.4525 | 8.3864 | 10.5531 | 9.8636 | 9.8753 | 6.5494 | 7.7881 | 6.1552 | 6.9447 | 6.6833 | 4.1068 | 7.7906 | 7.3812 | 6.9492 | 7.7655 | 6.6739 | 7.0372 | 8.0301 | 6.3197 | 8.0261 | 6.716 | 7.4427 |  | 7.1661 | 6.8153 | 7.7489 | 5.2804 | 6.6309 | 5.2824 | 8.9037 | 8.2842 | 7.3819 | 5.7402 | 6.8569 | 8.8128 | 7.7683 | 5.684 | 7.915 | 7.8012 | 7.1118 | 6.5091 | 5.6494 | 6.2993 | 7.2186 | 5.2076 | 7.2772 | 6.025 | 5.1981 | 7.9921 | 6.6935 | 7.0564 | 6.5477 | 6.7658 | 7.5366 | 8.6605 | 7.1734 | 7.1956 | 10.1767 | 7.496 | 7.0846 | 6.989 | 5.6393 | 8.8652 | 9.9568 | 7.8062 | 9.8606 | 7.947 | 6.5696 | 9.3218 | 10.5103 | 6.6002 | 7.6188 | 8.8873 | 9.0666 | 7.5457 | 7.9256 | 9.0577 | 8.6895 | 6.8543 | 7.3833 | 9.4372 | 7.8965 | 11.5007 | 8.0971 | 7.5192 | 4.5892 | 6.6608 | 7.4313 | 6.9617 | 7.9607 | 7.1288 | 8.1056 | 7.3478 | 8.4566 | 8.5719 | 7.2963 | 9.0945 | 8.2919 | 8.5609 | 7.863 | 9.3462 | 7.9169 | 8.5936 | 8.9337 | 8.0758 | 8.4105 | 7.0426 | 6.5092 | 5.2571 | 6.855 | 7.1313 | 7.2389 | 5.821 | 7.4797 | 7.8397 | 7.1077 | 7.7413 | 8.9807 | 8.6334 | 7.7632 | 8.6257 | 9.0185 | 7.4561 | 8.8936 | 10.41
86% | 5.3179 | 5.1282 | 4.2295 | 6.0016 | 6.3616 | 5.5078 | 8.7757 | 5.8296 | 7.9353 | 8.156 | 7.3725 | 7.8027 | 2.3805 | 4.6784 | 7.7467 | 3.1752 |  |  | 5.1553 | 5.8309 | 5.373 | 5.0194 | 4.2618 | 4.4503 | 3.5892 | 2.5944 | 1.3539 | 2.7902 | 3.8648 | 3.6138 | 12.5673 | 12.4795 | 10.1198 | 9.897 | 10.9904 | 10.8586 | 4.6752 | 4.7936 | 6.0026 | 4.5986 | 5.6392 | 5.0154 | 4.5796 | 4.5857 | 3.4763 | 4.6621 | 3.8059 | 1.4487 | 6.1599 | 5.0761 | 6.917 | 4.1643 | 0.99578 | 3.4593 | 6.5524 | 4.8838 | 5.568 | 5.2968 | 5.2136 | 5.9672 | 6.6456 | 4.9169 | 6.1586 | 5.9462 | 5.337 |  | 6.7474 | 7.4223 | 7.4832 | 6.2014 | 5.6758 | 7.0216 | 3.6999 | 5.7716 | 5.4582 | 3.3574 | 5.3384 | 5.5621 | 7.4535 | 8.156 | 7.5902 | 7.6798 | 8.3148 |  | 8.2756 | 8.0541 | 8.296 | 8.9875 | 7.7259 | 8.173 | 7.3931 | 6.9901 | 6.6595 | 7.7457 | 8.5915 | 8.0071 | 6.9224 | 5.3862 | 6.2671 | 5.685 | 5.3283 | 5.9211 | 6.4937 | 5.9122 | 4.9434 | 6.0069 | 5.4307 | 5.5117 | 8.2279 | 9.2096 | 8.1406 | 6.3613 | 9.0406 | 10.3234 | 8.4655 | 6.3094 | 9.0268 | 8.3141 | 7.5997 | 8.6148 | 6.6284 | 7.2787 | 5.0953 | 6.1537 | 5.4694 | 7.9773 | 8.1834 | 7.7105 | 6.8963 | 8.4299 | 7.7952 | 9.7847 | 4.9893 | 5.8174 | 5.7628 | 5.6194 | 5.1289 | 6.0857 | 14.4639 | 14.2942 | 13.7303 | 16.4759 | 13.5437 | 10.9455 | 6.2968 | 6.9279 | 4.2361 | 6.5287 | 6.898 | 4.9575 | 5.8523 | 6.7843 | 8.2483 | 8.8094 | 7.9215 | 8.0944 | 4.6229 | 6.3748 | 4.3013 | 5.1376 | 5.7689 | 6.1561 | 6.8806 | 10.1486 | 8.8458 | 7.0962 | 6.0828 | 7.3348 | 4.9875 | 1.4016 | 5.2117 | 5.0358 | 1.8935 | 4.4029 | 7.5535 | 7.1285 | 8.5677 | 6.851 | 6.499 | 6.9815 | 6.7263 | 6.5369 | 5.8426 | 6.3831 | 5.9144 | 6.4446 | 3.9704 | 4.1777 | 1.7597 | 3.7009 | 3.4844 | 4.1386 | 3.5785 | 4.444 | 5.7264 | 7.413 | 3.4288 | 7.2232 | 5.6582 | 5.1428 | 6.5214 | 5.2704 | 5.1839 | 3.8892 | 5.2363 | 4.9393 | 4.486 | 5.6159 | 4.8871 | 3.5243 | 7.2171 | 6.2931 | 6.761 | 5.3448 | 5.0419 | 7.1239 | 7.8867 | 8.0298 | 5.6023 | 7.516 | 6.8943 | 7.0224 | 6.8836 | 6.1057 | 6.6508 | 6.6699 | 8.211 | 7.8444 | 7.4126 | 6.9123 | 6.657 | 6.5916 | 5.851 | 7.2368 | 8.1113 | 6.0062 | 5.8669 | 5.4819 | 6.5973 | 4.8255 | 5.9376 | 4.7739 | 6.0266 | 5.3512 | 6.9782 | 6.1172 | 9.099 | 6.3851 | 7.0777 | 7.3528 | 6.7781 | 6.0688 | 6.9635 | 6.7691 | 7.6368 | 4.8744 | 7.5269 | 7.4036 | 5.9824 | 6.9562 | 6.6603 | 7.0515 | 5.3306 | 5.6091 | 7.3769 | 7.0031 | 6.8188 | 8.2077 | 7.0127 | 7.185 | 7.9754 | 5.2496 | 5.2719 | 4.4226 | 4.5833 | 5.3464 | 5.2936 | 3.8637 | 5.3115 | 4.0042 | 5.6029 | 5.53 | 6.8332 | 6.1672 | 6.4754 | 7.0827 | 5.0671 | 7.2371 | 6.2597 | 4.0128 | 4.2668 | 5.3473 | 5.6017 | 4.9341 | 5.4145 | 4.9954 | 4.7798 | 4.3484 | 4.2392 | 4.1763 | 6.3168 | 5.3334 | 5.8204 | 5.4988 | 5.4748 | 5.4871 | 6.3187 | 4.7218 | 5.4689 | 5.2477 | 5.5498 | 4.8919 | 4.2856 | 6.4374 | 4.4364 | 5.5042 | 4.3514 | 4.8621 | 5.2461 | 4.9296 | 6.1925 | 6.4076 | 5.2796 | 5.5042 | 5.4968 | 3.5497 | 7.702 | 5.4085 | 8.139 | 7.9507 | 5.0538 | 4.5062 | 5.6905 | 6.2393 | 5.1027 | 6.213 | 8.7306 | 10.5768 | 5.7331 | 5.8049 | 6.2468 | 9.1893 | 4.2896 | 5.3209 | 4.2731 | 5.0403 |  |  | 7.6207 | 5.0807 | 6.2399 | 4.6858 | 3.6758 | 6.9458 | 5.654 | 7.2366 | 5.1554 | 5.0133 | 4.2348 | 4.1235 | 6.8677 | 6.46 | 4.0112 | 6.5297 | 4.015 | 4.3466 | 5.7376 | 6.2792 | 6.8466 | 6.9566 | 5.962 | 6.0333 | 7.8373 | 6.8484 | 6.8395 | 7.3345 | 7.1422 | 7.1862 | 8.8332 | 7.5323 | 9.3258 | 7.7267 | 8.301 | 7.8548 | 8.5988 | 7.581 | 9.1941 | 7.6917 | 6.659 | 7.7948 | 8.3301 | 8.0076 | 8.7357 | 8.3406 | 9.3589 | 8.9735 | 7.2034 | 8.4892 | 7.7042 | 7.7826 | 7.7527 | 8.4228 | 8.1834 | 7.0374 | 8.1564 | 8.8603 | 8.0418 | 9.3634 | 8.9365 | 7.6371 | 8.7731 | 6.6136 | 7.6433 | 7.986 | 10.6211 | 9.2312 | 8.1172 | 10.3735 | 9.679 | 9.2924 | 6.1066 | 7.4722 | 5.9396 | 6.6541 | 6.3862 | 3.6354 | 7.7155 | 7.498 | 6.3488 | 7.5979 | 6.7074 | 7.2817 | 8.4443 | 6.5772 | 8.0762 | 6.751 | 7.6475 |  | 7.1131 | 6.6314 | 7.5446 | 4.8738 | 6.4758 | 5.2684 | 8.7803 | 8.2029 | 7.2039 | 5.8608 | 6.6994 | 8.6261 | 7.7158 | 5.7203 | 7.7123 | 7.3499 | 7.3076 | 6.3249 | 5.5311 | 6.2202 | 6.939 | 5.0134 | 7.1567 | 5.8757 | 5.4376 | 7.8063 | 6.7775 | 7.3898 | 6.6964 | 6.8558 | 7.2444 | 8.5882 | 6.9341 | 7.2837 | 9.9501 | 7.4079 | 7.0794 | 6.8289 | 5.6085 | 8.6081 | 10.0441 | 7.4883 | 10.0813 | 8.101 | 6.7493 | 9.5578 | 10.6889 | 7.0659 | 7.3756 | 8.8302 | 8.9086 | 7.569 | 7.9631 | 8.9744 | 8.7135 | 7.0672 | 7.7445 | 9.4993 | 8.0127 | 11.3796 | 8.1248 | 7.755 | 5.0253 | 6.8734 | 7.5318 | 6.705 | 8.1096 | 7.4458 | 8.45 | 7.5579 | 8.7501 | 9.0051 | 7.7254 | 9.0419 | 8.4952 | 8.8381 | 7.8947 | 9.304 | 8.0999 | 8.5884 | 9.3322 | 8.1776 | 8.5013 | 7.1373 | 6.2062 | 5.4157 | 6.7465 | 7.076 | 6.8703 | 5.931 | 7.4615 | 7.7738 | 6.7381 | 7.3507 | 8.578 | 8.3513 | 7.6038 | 8.3124 | 8.9792 | 7.6245 | 8.4738 | 9.6292
87% | 4.3028 | 4.0967 | 3.2237 | 5.2291 | 5.4801 | 4.8193 | 7.7756 | 4.5017 | 7.0379 | 7.1313 | 6.2984 | 6.7259 | 1.2936 | 3.6346 | 7.1511 | 2.1641 |  |  | 4.4723 | 5.3104 | 4.6932 | 4.1814 | 3.4162 | 3.5617 | 2.8134 | 1.6235 | 0.13493 | 1.853 | 3.4026 | 3.0513 | 11.9547 | 11.6428 | 9.364 | 9.3824 | 10.1157 | 10.4094 | 3.8655 | 3.872 | 5.2079 | 3.5262 | 4.6328 | 4.0655 | 3.5464 | 3.6491 | 2.5994 | 3.8507 | 2.8376 | 0.56906 | 5.2445 | 4.1876 | 6.1349 | 3.1133 | 0.02025 | 2.2329 | 6.4635 | 4.6481 | 5.548 | 5.2142 | 4.9274 | 5.3751 | 6.4063 | 4.6842 | 5.6454 | 5.5254 | 4.9244 |  | 6.6655 | 7.3902 | 7.2834 | 6.0967 | 5.2024 | 6.927 | 3.5794 | 5.9501 | 5.33 | 3.2819 | 5.2605 | 5.4155 | 7.2204 | 7.7903 | 7.1178 | 7.1759 | 7.6504 |  | 8.0296 | 7.8652 | 8.0901 | 8.8418 | 7.4974 | 7.9947 | 7.3396 | 6.8447 | 6.053 | 7.5837 | 8.2952 | 7.6142 | 6.7082 | 5.2191 | 6.1966 | 5.4696 | 5.2929 | 5.7466 | 6.4602 | 5.9236 | 4.5369 | 5.8258 | 5.1928 | 5.3996 | 7.6785 | 8.466 | 7.4076 | 5.6579 | 7.9368 | 9.1617 | 7.5693 | 5.4267 | 7.906 | 7.723 | 6.8407 | 7.9075 | 6.0852 | 6.3868 | 3.793 | 5.5557 | 4.3845 | 7.4168 | 7.3732 | 7.4356 | 6.3232 | 7.9999 | 7.0348 | 9.1174 | 4.576 | 5.3226 | 5.3553 | 5.0343 | 4.7498 | 5.3668 | 13.5734 | 13.7558 | 11.0776 | 15.8073 | 12.8931 | 9.9959 | 5.841 | 6.1484 | 3.9333 | 5.6236 | 6.1601 | 4.2992 | 5.536 | 5.9607 | 7.8701 | 8.5017 | 7.1979 | 7.8016 | 3.5508 | 5.7924 | 3.8785 | 4.3357 | 4.9616 | 5.6926 | 6.5403 | 9.8745 | 8.4707 | 6.7258 | 5.7485 | 7.1805 | 4.5982 | 0.88435 | 4.6788 | 4.5714 | 1.6144 | 3.9972 | 7.5268 | 7.2268 | 8.4624 | 6.6827 | 6.1606 | 9.6503 | 6.4572 | 6.547 | 5.556 | 5.9808 | 5.628 | 6.3114 | 4.1521 | 3.689 | 1.5948 | 3.3043 | 3.3015 | 4.065 | 3.3385 | 4.0166 | 5.778 | 7.1938 | 4.6229 | 7.5708 | 5.4565 | 4.9934 | 6.3678 | 5.3698 | 4.9249 | 3.4993 | 4.9885 | 4.9535 | 4.2161 | 5.1927 | 4.5817 | 3.0676 | 8.0573 | 6.329 | 6.4808 | 5.2646 | 5.1097 | 6.9667 | 7.9252 | 8.0065 | 5.5119 | 7.5807 | 6.9659 | 7.0923 | 6.5484 | 5.8828 | 6.3524 | 6.1404 | 7.9453 | 7.8639 | 7.4607 | 7.529 | 6.557 | 6.6184 | 6.0292 | 7.4005 | 8.2319 | 6.4599 | 5.8087 | 5.431 | 6.6921 | 4.9894 | 6.0816 | 4.5983 | 6.0652 | 5.359 | 6.643 | 6.5131 | 9.5568 | 7.2903 | 7.492 | 7.3181 | 7.2676 | 6.7391 | 7.0991 | 7.056 | 7.7708 | 5.4559 | 7.3902 | 7.5368 | 5.8823 | 7.1169 | 6.6333 | 7.1062 | 5.2037 | 5.7231 | 7.1847 | 7.0168 | 6.8863 | 7.8446 | 6.9169 | 7.2646 | 7.1749 | 5.0961 | 5.0929 | 3.9421 | 3.9761 | 4.9423 | 4.9192 | 3.3891 | 4.7326 | 3.4931 | 5.0949 | 5.0452 | 6.5022 | 5.767 | 6.3213 | 7.2469 | 4.7088 | 7.1587 | 6.4101 | 3.4791 | 4.0827 | 4.8816 | 5.2023 | 4.597 | 5.0788 | 4.6968 | 4.473 | 3.7635 | 3.688 | 3.9509 | 6.401 | 5.1916 | 5.7601 | 5.5173 | 5.3347 | 5.4496 | 6.3286 | 4.6999 | 5.4578 | 5.294 | 5.4137 | 4.6048 | 4.1438 | 6.5209 | 4.2453 | 5.2505 | 4.2046 | 4.5659 | 4.8999 | 4.8676 | 5.8868 | 6.4476 | 5.2853 | 5.4006 | 4.4813 | 2.9344 | 7.0239 | 4.7862 | 7.6322 | 6.5907 | 4.1294 | 3.7308 | 4.5905 | 5.6068 | 4.3849 | 5.3632 | 7.736 | 9.9491 | 4.517 | 4.6155 | 5.0637 | 7.983 | 3.526 | 4.5754 | 3.9641 | 4.4613 |  |  | 7.2831 | 5.004 | 5.9052 | 4.3173 | 3.4906 | 6.7117 | 5.2615 | 6.898 | 4.4788 | 4.931 | 4.3918 | 3.6163 | 6.0455 | 5.5582 | 3.5391 | 5.8715 | 3.4191 | 3.5125 | 5.2059 | 5.3851 | 6.0413 | 6.1774 | 5.0321 | 5.2223 | 7.2872 | 5.9736 | 6.6966 | 6.8404 | 6.4854 | 6.9379 | 8.4769 | 7.1875 | 9.0243 | 7.5631 | 7.8103 | 7.3021 | 8.2175 | 7.3303 | 9.0668 | 7.4083 | 6.1344 | 7.2285 | 7.9723 | 7.7551 | 8.6573 | 8.1822 | 9.1076 | 8.4753 | 6.5992 | 8.4875 | 7.4034 | 7.2418 | 7.7894 | 8.0167 | 7.8857 | 6.0762 | 7.6311 | 8.5712 | 7.8114 | 9.2312 | 8.5185 | 7.0117 | 8.4409 | 6.3343 | 7.4933 | 7.809 | 10.0038 | 8.8469 | 7.7595 | 9.9924 | 9.257 | 8.5901 | 5.6094 | 7.0097 | 5.4612 | 6.1437 | 5.7727 | 3.1224 | 7.4633 | 7.555 | 5.6247 | 7.3947 | 6.75 | 7.4659 | 8.3687 | 6.4788 | 8.0817 | 6.5912 | 7.8343 |  | 6.8624 | 6.2096 | 7.1748 | 4.3904 | 6.2511 | 5.043 | 8.4427 | 7.896 | 6.7012 | 5.7327 | 6.3574 | 8.2326 | 7.5858 | 5.6102 | 7.2772 | 6.7653 | 7.3272 | 6.0259 | 5.3653 | 6.0588 | 6.5619 | 4.7491 | 6.903 | 5.4669 | 5.4578 | 7.6265 | 6.7244 | 7.5462 | 6.7164 | 6.727 | 6.8751 | 8.395 | 6.6742 | 7.353 | 9.9419 | 7.263 | 6.8997 | 6.5843 | 5.3886 | 8.2738 | 9.9906 | 7.0819 | 10.1027 | 8.1 | 6.7524 | 9.5073 | 10.7722 | 7.5971 | 7.1437 | 8.7128 | 8.5822 | 7.4095 | 7.7588 | 8.9427 | 8.4868 | 7.1064 | 7.6452 | 9.277 | 8.1361 | 11.0718 | 7.8625 | 7.9105 | 5.0626 | 6.7973 | 7.4728 | 6.2815 | 8.1466 | 7.7 | 8.6367 | 7.7193 | 8.9319 | 9.3282 | 7.9129 | 8.8956 | 8.5867 | 8.9724 | 7.8573 | 8.965 | 8.1202 | 8.4538 | 9.3019 | 7.9965 | 8.4007 | 7.2373 | 5.6447 | 5.3874 | 6.6429 | 6.8369 | 6.4823 | 5.7999 | 7.2516 | 7.555 | 6.4814 | 6.7444 | 8.0074 | 7.8903 | 7.2962 | 7.8368 | 8.5662 | 7.5889 | 7.9379 | 8.9198
88% | 3.3011 | 3.0801 | 2.3852 | 4.5498 | 4.4634 | 3.6356 | 6.5067 | 3.4287 | 5.8056 | 6.0703 | 5.3196 | 5.2258 | -0.16228 | 2.5294 | 6.3869 | 1.1524 |  |  | 3.6452 | 4.6011 | 3.8733 | 3.3146 | 2.5759 | 2.7911 | 1.8147 | 0.5797 | -0.85346 | 0.79116 | 2.7771 | 2.365 | 10.527 | 10.6806 | 8.555 | 8.2082 | 9.3565 | 9.7524 | 2.9909 | 3.1131 | 4.1835 | 2.6139 | 3.7499 | 3.1914 | 2.7026 | 2.7137 | 1.7287 | 3.0121 | 1.8193 | -0.17588 | 4.1721 | 3.2923 | 5.3165 | 2.0124 | -0.70704 | 1.2033 | 6.19 | 4.3455 | 5.4975 | 5.0526 | 4.6533 | 4.8582 | 6.0502 | 4.3429 | 4.9874 | 5.0088 | 4.3577 |  | 6.4346 | 7.2114 | 6.9476 | 5.9201 | 4.6747 | 6.7108 | 3.2784 | 5.8436 | 5.0361 | 3.1215 | 5.0741 | 5.2393 | 6.6551 | 7.2138 | 6.5495 | 6.8116 | 6.9474 |  | 7.6436 | 7.5296 | 7.7262 | 8.46 | 7.1455 | 7.7177 | 7.1685 | 6.5462 | 5.3593 | 7.1908 | 8.0301 | 7.0671 | 6.4071 | 4.9518 | 5.9748 | 5.1534 | 5.0609 | 5.4451 | 6.1047 | 5.7565 | 4.1556 | 5.4311 | 4.8537 | 5.0923 | 7.0483 | 7.5575 | 6.6079 | 4.999 | 7.0409 | 7.8986 | 6.7961 | 4.4329 | 6.9304 | 6.8878 | 5.8551 | 7.0285 | 5.485 | 5.4444 | 2.6868 | 4.5224 | 3.3263 | 6.3936 | 6.5847 | 7.0456 | 5.7041 | 7.5244 | 6.198 | 8.1288 | 4.16 | 4.6258 | 4.8048 | 4.2903 | 4.1666 | 4.382 | 11.3548 | 13.1285 | 9.6972 | 14.776 | 11.6745 | 9.058 | 5.1943 | 5.5014 | 3.3648 | 4.6984 | 5.2678 | 3.2614 | 5.0644 | 5.0163 | 7.181 | 8.04 | 6.2712 | 7.1691 | 2.3662 | 5.0841 | 2.9101 | 3.3889 | 3.9103 | 5.1763 | 6.1479 | 9.5195 | 8.0624 | 6.3486 | 5.3909 | 6.9767 | 4.1691 | 0.38458 | 4.1578 | 4.042 | 1.2939 | 3.5537 | 7.4532 | 9.8319 | 8.1553 | 6.4523 | 5.7733 | 9.5892 | 6.0795 | 6.436 | 5.192 | 5.606 | 5.2771 | 6.0411 | 4.0395 | 3.1007 | 1.3042 | 2.8221 | 2.8157 | 3.7111 | 3.0196 | 3.4936 | 6.1303 | 6.862 | 4.773 | 7.1792 | 5.1385 | 4.7812 | 6.0386 | 5.2966 | 4.5937 | 3.0339 | 4.6484 | 4.7533 | 3.7554 | 4.6786 | 4.1322 | 2.6064 | 8.2852 | 6.1702 | 6.0803 | 5.0129 | 5.208 | 6.7504 | 7.7547 | 7.5639 | 5.1853 | 7.4447 | 6.9295 | 6.889 | 5.7269 | 5.3589 | 5.7963 | 5.4249 | 7.2845 | 7.5805 | 7.4144 | 7.6278 | 6.2642 | 6.3699 | 6.0725 | 7.4748 | 8.1461 | 6.6039 | 5.6795 | 5.2499 | 6.791 | 4.95 | 5.9225 | 4.166 | 5.8144 | 5.0995 | 5.96 | 6.664 | 9.7074 | 7.9096 | 7.6891 | 6.9948 | 7.5118 | 7.2246 | 7.0922 | 7.292 | 7.8125 | 5.7563 | 6.9221 | 7.455 | 5.6248 | 7.0155 | 6.2564 | 6.9043 | 4.8579 | 5.6364 | 6.7569 | 6.7686 | 6.735 | 7.0813 | 6.5208 | 7.2212 | 6.1955 | 4.7694 | 4.7816 | 3.3409 | 3.1608 | 4.3466 | 4.3961 | 2.7088 | 4.0261 | 2.7996 | 4.4688 | 4.3327 | 6.0844 | 5.2565 | 5.9739 | 7.3223 | 4.307 | 6.7513 | 6.2168 | 3.0123 | 3.749 | 4.377 | 4.6779 | 4.0589 | 4.5295 | 4.2124 | 4.0058 | 3.1294 | 2.9167 | 3.5449 | 6.3236 | 4.8753 | 5.5724 | 5.2759 | 4.8894 | 5.1737 | 6.1319 | 4.4904 | 5.0374 | 5.0284 | 4.9613 | 4.245 | 3.7309 | 6.4071 | 3.8972 | 4.8131 | 3.9099 | 4.0206 | 4.5028 | 4.7658 | 5.4177 | 6.1579 | 4.8067 | 5.2172 | 3.6114 | 1.8436 | 6.0362 | 3.6937 | 6.5205 | 5.5512 | 2.9099 | 2.8084 | 3.4806 | 4.8008 | 3.4727 | 4.4374 | 6.6373 | 9.1482 | 3.152 | 3.4257 | 3.707 | 6.3763 | 2.7741 | 3.7373 | 3.4081 | 3.7068 |  |  | 6.6496 | 4.6079 | 5.4547 | 3.7429 | 2.9998 | 6.3247 | 4.7801 | 6.3265 | 3.978 | 4.7555 | 4.2073 | 2.9618 | 4.9766 | 4.6421 | 2.9167 | 5.0669 | 2.4314 | 2.6644 | 4.4096 | 4.3514 | 4.9721 | 5.2284 | 3.9108 | 4.2944 | 6.5448 | 4.9615 | 6.4491 | 6.2326 | 5.5889 | 6.5106 | 7.7834 | 6.5947 | 8.7259 | 7.1937 | 7.1653 | 6.4417 | 7.68 | 6.6949 | 8.7767 | 6.9203 | 5.6209 | 6.3345 | 7.5475 | 7.5227 | 8.2831 | 7.8837 | 8.6306 | 7.9451 | 5.9787 | 8.39 | 6.9161 | 6.6683 | 7.6721 | 7.5011 | 7.4464 | 5.3173 | 7.0492 | 8.1311 | 7.6036 | 8.9393 | 7.9899 | 6.2766 | 7.9189 | 5.745 | 7.2168 | 7.5023 | 9.2524 | 8.2996 | 7.2182 | 9.5011 | 8.7913 | 7.8701 | 5.0005 | 6.3927 | 4.9757 | 5.7006 | 5.2325 | 2.7199 | 7.0734 | 7.4621 | 4.8143 | 7.0746 | 6.5427 | 7.2967 | 8.0365 | 6.189 | 7.848 | 6.3907 | 7.5964 |  | 6.297 | 5.7628 | 6.6738 | 3.7575 | 5.8867 | 4.601 | 7.858 | 7.3849 | 6.1399 | 5.3455 | 5.8783 | 7.7047 | 7.2458 | 5.4155 | 6.8486 | 6.2871 | 7.0659 | 5.6523 | 5.0228 | 5.8323 | 6.0574 | 4.3079 | 6.5679 | 5.0127 | 5.3342 | 7.3259 | 6.5004 | 7.6671 | 6.7584 | 6.439 | 6.1497 | 8.1676 | 6.3408 | 7.1883 | 9.5093 | 6.946 | 6.6147 | 6.1015 | 5.0896 | 7.8926 | 9.9019 | 6.6069 | 9.9692 | 7.901 | 6.5508 | 9.3879 | 10.566 | 7.5276 | 6.6718 | 8.4179 | 8.0565 | 7.2431 | 7.4889 | 8.3868 | 8.2967 | 7.002 | 7.4979 | 9.0126 | 7.9676 | 10.603 | 7.5858 | 7.9375 | 4.8536 | 6.5899 | 7.2805 | 5.9046 | 8.052 | 7.8111 | 8.6928 | 7.7375 | 8.9208 | 9.4734 | 8.0798 | 8.5066 | 8.4964 | 9.0015 | 7.6508 | 8.6391 | 7.9255 | 8.0857 | 9.1215 | 7.7554 | 7.9357 | 7.2331 | 5.1684 | 5.1864 | 6.3766 | 6.3762 | 6.0224 | 5.6992 | 6.7279 | 7.2238 | 6.0824 | 6.1166 | 7.3782 | 7.3255 | 6.9367 | 7.156 | 8.1824 | 7.3993 | 7.3017 | 8.1842
89% | 2.3176 | 2.0781 | 1.5478 | 3.6195 | 3.3478 | 2.6263 | 5.5476 | 2.7775 | 4.7412 | 5.0468 | 4.3603 | 3.226 | -1.0248 | 1.3247 | 5.5568 | 0.23366 |  |  | 2.6593 | 3.8544 | 3.1777 | 2.5215 | 1.8792 | 2.1114 | 0.87048 | -0.48707 | -1.9094 | -0.20203 | 1.9388 | 1.5489 | 9.8948 | 9.9976 | 7.8 | 7.3897 | 8.6884 | 8.9097 | 2.3396 | 2.3871 | 3.4394 | 1.6482 | 2.757 | 2.2623 | 1.9996 | 1.8124 | 0.98338 | 2.1989 | 1.1071 | -0.71461 | 3.1476 | 2.4107 | 4.4862 | 1.1106 | -1.2788 | 0.30347 | 5.5242 | 3.8629 | 5.12 | 4.7181 | 4.1694 | 4.1292 | 5.6398 | 3.896 | 4.2739 | 4.4621 | 3.779 |  | 6.0295 | 6.9066 | 6.509 | 5.5818 | 4.113 | 6.2955 | 2.6821 | 5.3965 | 4.4949 | 2.8407 | 4.8024 | 5.0697 | 6.0497 | 6.6971 | 5.8839 | 6.1249 | 6.136 |  | 7.1388 | 7.0719 | 7.2831 | 8.0763 | 6.583 | 7.2896 | 6.8118 | 6.1114 | 4.559 | 6.7614 | 7.3354 | 6.5426 | 6.0066 | 4.5195 | 5.6327 | 4.7304 | 4.7811 | 5.0295 | 5.7843 | 5.5482 | 3.6591 | 5.0353 | 4.1633 | 4.6067 | 6.2829 | 6.719 | 5.7121 | 4.1913 | 5.9625 | 6.6633 | 5.8674 | 3.5167 | 5.7937 | 5.9658 | 4.9279 | 6.0347 | 4.7898 | 4.3439 | 1.6112 | 3.5049 | 2.2534 | 5.586 | 5.7275 | 6.4799 | 4.7718 | 6.4486 | 5.277 | 7.2514 | 3.5526 | 3.8246 | 4.1304 | 3.4331 | 3.4199 | 3.3125 | 10.4301 | 11.4071 | 8.7966 | 13.5677 | 10.6566 | 6.9693 | 4.4729 | 4.6671 | 2.7871 | 3.6064 | 4.2964 | 2.2352 | 4.4287 | 4.0834 | 6.2421 | 7.4713 | 5.1486 | 6.3914 | 1.305 | 4.1643 | 2.1063 | 2.5785 | 2.9152 | 4.6276 | 5.7527 | 9.1178 | 7.6661 | 5.9878 | 5.0354 | 7.07 | 3.7023 | 0.082855 | 3.6051 | 3.5476 | 1.0043 | 3.1537 | 7.3067 | 9.6149 | 7.876 | 6.1436 | 5.3596 | 9.3776 | 5.6179 | 5.9938 | 4.6767 | 5.3956 | 5.6401 | 5.5748 | 3.8566 | 2.4973 | 1.0175 | 2.2608 | 2.4925 | 3.3154 | 2.661 | 2.9152 | 5.7419 | 6.4044 | 4.4763 | 6.4317 | 4.7868 | 4.5056 | 5.551 | 5.0916 | 4.2133 | 2.7303 | 4.1341 | 4.5164 | 3.2415 | 4.1014 | 3.6049 | 2.1844 | 8.0987 | 6.0155 | 5.6187 | 4.7247 | 5.1926 | 6.5035 | 7.2954 | 7.067 | 4.925 | 7.1158 | 6.6881 | 6.2692 | 5.026 | 4.7929 | 4.8616 | 4.4816 | 6.7198 | 6.9522 | 7.0855 | 7.529 | 5.926 | 5.8872 | 5.6924 | 7.1334 | 7.8331 | 6.5485 | 5.2957 | 4.8064 | 6.5866 | 4.6334 | 5.4115 | 3.4373 | 5.2488 | 4.5309 | 5.262 | 6.4833 | 9.6517 | 8.2253 | 7.6256 | 6.6011 | 7.4723 | 7.3695 | 6.9666 | 7.0085 | 7.3607 | 5.9755 | 6.4933 | 7.1031 | 5.2 | 6.7383 | 5.7218 | 6.5437 | 4.2909 | 5.3853 | 6.1475 | 6.2551 | 6.3711 | 6.1749 | 5.9514 | 6.8816 | 5.1368 | 4.3366 | 4.3693 | 2.7655 | 2.4295 | 3.741 | 3.6591 | 1.85 | 3.2295 | 1.9629 | 3.6524 | 3.5299 | 5.4551 | 4.694 | 5.574 | 7.0476 | 3.7841 | 6.2647 | 5.9347 | 2.5066 | 3.3193 | 3.8062 | 4.0272 | 3.4201 | 3.8475 | 3.5889 | 3.3155 | 2.377 | 1.9729 | 2.901 | 6.014 | 4.4531 | 5.2103 | 4.8523 | 4.2609 | 4.783 | 5.7721 | 4.0973 | 4.6933 | 4.6806 | 4.4675 | 3.7422 | 3.2243 | 6.0738 | 3.4384 | 4.2108 | 3.493 | 3.3486 | 3.8649 | 4.3155 | 4.8169 | 5.4782 | 4.4695 | 4.7272 | 2.2564 | 0.98493 | 4.7819 | 2.8133 | 5.5203 | 3.7989 | 1.8038 | 1.8008 | 2.4235 | 3.8315 | 2.4326 | 3.4218 | 5.5443 | 8.1419 | 1.6979 | 2.311 | 2.6577 | 4.6213 | 1.9158 | 2.7625 | 2.7696 | 2.7423 |  |  | 5.9824 | 3.9038 | 4.67 | 3.1467 | 2.4401 | 5.6609 | 4.2148 | 5.6571 | 3.2403 | 4.3614 | 4.0086 | 2.266 | 3.8542 | 3.4963 | 2.2833 | 4.1158 | 1.6524 | 1.7364 | 3.4621 | 3.2804 | 3.7729 | 4.2415 | 2.8138 | 3.3338 | 5.5657 | 3.8998 | 6.0755 | 5.4691 | 4.8177 | 5.985 | 7.0733 | 5.9043 | 8.2483 | 6.6754 | 6.4047 | 5.662 | 7.0011 | 5.72 | 8.267 | 6.3579 | 5.0404 | 5.5789 | 7.3265 | 7.1361 | 7.9483 | 7.4123 | 8.2817 | 7.4107 | 5.1433 | 8.1992 | 6.2634 | 6.0582 | 7.327 | 6.9265 | 6.9307 | 4.4923 | 6.4198 | 7.4574 | 7.2518 | 8.4951 | 7.2738 | 5.7136 | 7.3412 | 5.0987 | 6.6558 | 7.1171 | 8.3107 | 7.7838 | 6.8094 | 8.9795 | 8.0737 | 7.0262 | 4.3237 | 5.5693 | 4.4263 | 4.943 | 4.3685 | 2.084 | 6.4449 | 7.2631 | 4.064 | 6.6338 | 6.0466 | 6.8576 | 7.4772 | 5.5735 | 7.4354 | 5.9463 | 7.2295 |  | 5.7561 | 5.1414 | 6.0311 | 3.0596 | 5.2853 | 4.0388 | 6.9202 | 6.812 | 5.4699 | 4.8663 | 5.2936 | 6.9423 | 6.6713 | 4.9739 | 6.2722 | 5.6495 | 6.5683 | 5.1362 | 4.6111 | 5.5581 | 5.4658 | 3.7091 | 6.2052 | 4.4984 | 5.026 | 7.0543 | 6.1501 | 7.4223 | 6.6846 | 6.1209 | 5.2879 | 7.7781 | 5.901 | 6.8508 | 8.9024 | 6.3463 | 6.1287 | 5.3841 | 4.5769 | 7.4382 | 9.4611 | 6.0805 | 9.7074 | 7.5755 | 6.2559 | 9.1168 | 10.1446 | 7.6109 | 6.3909 | 7.9128 | 7.5931 | 6.7046 | 6.6779 | 7.8222 | 8.0003 | 6.9086 | 7.2126 | 8.7994 | 7.6587 | 9.8107 | 7.1385 | 7.9012 | 4.7181 | 6.3025 | 7.0513 | 5.1931 | 7.8253 | 7.7316 | 8.5527 | 7.593 | 8.7768 | 9.2527 | 7.9078 | 7.9611 | 8.268 | 8.6912 | 7.5962 | 7.9482 | 7.5166 | 7.2523 | 8.7231 | 7.2324 | 7.3354 | 7.1636 | 4.616 | 4.9313 | 5.9833 | 5.94 | 5.4987 | 5.3858 | 6.3292 | 6.7925 | 5.5772 | 5.4629 | 6.7232 | 6.4794 | 6.4931 | 6.6827 | 7.7098 | 6.981 | 6.5607 | 7.4734
90% | 1.6247 | 1.2694 | 0.92711 | 3.0169 | 2.2826 | 1.7131 | 4.6157 | 2.3048 | 3.8922 | 3.9655 | 3.4343 | 2.2031 | -1.6129 | 0.42839 | 4.45 | -0.39954 |  |  | 2.0057 | 3.1721 | 2.6991 | 1.8961 | 1.387 | 1.6401 | -0.027202 | -1.4791 | -2.6179 | -1.1742 | 1.0418 | 0.7042 | 9.0332 | 8.7793 | 7.1863 | 6.1022 | 8.0947 | 8.3474 | 1.7932 | 1.8297 | 2.7024 | 1.0342 | 2.0251 | 1.5009 | 1.4584 | 0.87519 | 0.32298 | 1.609 | 0.54222 | -0.99868 | 2.2939 | 1.8118 | 3.6409 | 0.35868 | -1.5814 | -0.40777 | 4.8775 | 3.5098 | 4.6202 | 4.2849 | 3.8817 | 3.5339 | 5.1932 | 3.4218 | 3.5011 | 3.9989 | 3.1854 |  | 5.5886 | 6.4597 | 5.7032 | 5.1448 | 3.4746 | 5.7949 | 2.0776 | 5.0907 | 4.0225 | 2.3473 | 4.4035 | 4.6594 | 5.5435 | 6.0583 | 5.096 | 5.464 | 5.4062 |  | 6.5276 | 6.4729 | 6.5611 | 7.3178 | 5.9112 | 6.6838 | 6.3817 | 5.429 | 3.9111 | 6.3332 | 6.8004 | 5.921 | 5.4727 | 4.1721 | 5.1923 | 4.2591 | 4.4148 | 4.5736 | 5.3403 | 5.1531 | 3.0936 | 4.5818 | 3.7475 | 4.1404 | 5.4797 | 5.8013 | 5.0158 | 3.4142 | 4.8294 | 5.4296 | 4.9438 | 2.5009 | 4.8644 | 5.2831 | 3.9652 | 5.0487 | 3.9911 | 3.3977 | 0.8231 | 2.6597 | 1.4341 | 4.7117 | 4.6138 | 5.8139 | 4.0375 | 5.6248 | 4.5561 | 6.2342 | 2.9394 | 2.9882 | 3.3778 | 2.566 | 2.5521 | 2.1523 | 9.152 | 8.6461 | 7.999 | 12.2126 | 7.9315 | 5.859 | 3.7388 | 3.8363 | 2.2737 | 2.7652 | 3.2576 | 1.2557 | 3.7067 | 3.1745 | 5.1722 | 6.7984 | 4.081 | 5.2652 | 0.26259 | 3.2907 | 1.3584 | 1.7257 | 1.9495 | 3.993 | 5.5399 | 8.6703 | 7.4271 | 5.6148 | 4.7192 | 6.594 | 3.2755 | 0.00136 | 3.1271 | 3.0851 | 0.69734 | 2.8356 | 7.0639 | 9.2726 | 7.5041 | 5.773 | 4.9632 | 9.0906 | 5.14 | 5.6272 | 4.2211 | 5.0862 | 5.5211 | 5.2214 | 3.537 | 1.9262 | 0.68411 | 1.7114 | 2.1586 | 2.8445 | 2.2545 | 2.2928 | 5.2794 | 5.0706 | 4.0751 | 5.9453 | 4.3451 | 4.1935 | 4.9707 | 4.7854 | 3.8425 | 2.3596 | 3.5532 | 4.0947 | 2.7019 | 3.5259 | 3.0516 | 2.0594 | 7.8314 | 5.7628 | 5.1321 | 4.4372 | 5.0721 | 6.2039 | 6.8838 | 6.4609 | 4.4983 | 6.6174 | 6.2749 | 5.7484 | 4.4326 | 3.953 | 4.186 | 3.7078 | 6.0503 | 6.0314 | 6.6978 | 7.175 | 5.3951 | 5.2403 | 5.3214 | 6.7048 | 7.3038 | 6.4163 | 4.7162 | 4.3526 | 6.175 | 4.0449 | 4.7691 | 2.7758 | 4.6755 | 3.7981 | 4.3889 | 6.0352 | 9.212 | 8.2032 | 7.2843 | 6.0905 | 7.1919 | 7.1793 | 6.5306 | 6.6976 | 6.944 | 5.913 | 5.8111 | 6.4445 | 4.5808 | 6.2387 | 4.9915 | 6.0311 | 3.5918 | 4.9737 | 5.4752 | 5.5459 | 5.7717 | 5.2412 | 5.1248 | 6.2205 | 4.1326 | 3.8514 | 3.8522 | 2.17 | 1.7162 | 3.0369 | 2.8977 | 0.93996 | 2.3866 | 1.0504 | 2.6998 | 2.6568 | 4.9415 | 4.0145 | 5.116 | 6.6585 | 3.2445 | 5.6866 | 5.4744 | 2.0163 | 2.6583 | 3.1989 | 3.3793 | 2.6985 | 3.1218 | 2.8861 | 2.5253 | 1.4763 | 1.0761 | 2.1466 | 5.5404 | 3.8563 | 4.5814 | 4.2844 | 3.5904 | 4.3678 | 5.3295 | 3.7239 | 4.2101 | 4.1569 | 3.8394 | 3.1424 | 2.5377 | 5.608 | 2.8631 | 3.5802 | 3.0493 | 2.7219 | 3.2763 | 3.6879 | 4.1953 | 4.7922 | 3.9425 | 4.2625 | 1.2368 | 0.083552 | 3.5767 | 1.6126 | 4.3551 | 2.452 | 0.76688 | 0.84681 | 1.4267 | 2.9548 | 1.6243 | 2.3982 | 4.5105 | 6.73 | 0.53998 | 1.3159 | 1.5055 | 3.2905 | 1.0998 | 1.7249 | 1.9535 | 1.7287 |  |  | 5.079 | 2.8796 | 4.0372 | 2.3678 | 1.9504 | 4.9387 | 3.4284 | 4.9296 | 2.4228 | 3.7606 | 3.6295 | 1.6044 | 2.9012 | 2.4983 | 1.7158 | 3.3677 | 0.99962 | 0.99885 | 2.4586 | 2.2606 | 2.6873 | 3.1622 | 1.8415 | 2.4561 | 4.6672 | 2.8345 | 5.4612 | 4.749 | 4.121 | 5.3294 | 6.3924 | 5.161 | 7.666 | 5.9945 | 5.7009 | 5.0475 | 6.1571 | 5.0485 | 7.6303 | 5.6658 | 4.359 | 4.9884 | 6.7391 | 6.752 | 7.6619 | 7.0308 | 7.5599 | 6.882 | 4.6189 | 7.8674 | 5.7193 | 5.4289 | 6.9609 | 6.3202 | 6.3336 | 3.8603 | 5.841 | 6.8015 | 6.8205 | 7.663 | 6.5901 | 5.1623 | 6.722 | 4.6815 | 6.1531 | 6.4621 | 7.632 | 7.3396 | 6.4348 | 8.4887 | 7.3732 | 6.3717 | 3.7195 | 4.7366 | 3.8717 | 4.4007 | 3.6514 | 1.8283 | 5.911 | 6.9714 | 3.5518 | 5.9966 | 5.6784 | 6.1166 | 6.8224 | 4.9407 | 6.8639 | 5.479 | 6.5547 |  | 5.0574 | 4.4531 | 5.2792 | 2.3914 | 4.6081 | 3.1922 | 6.0854 | 5.7043 | 4.7762 | 4.3823 | 4.6467 | 6.1287 | 5.9075 | 4.4198 | 5.4952 | 4.9791 | 6.0355 | 4.623 | 4.1611 | 5.2538 | 4.8513 | 3.1304 | 5.8069 | 3.9097 | 4.7804 | 6.7809 | 5.7355 | 6.9699 | 6.4804 | 5.7895 | 4.6133 | 7.0421 | 5.3965 | 6.5721 | 8.3557 | 5.7208 | 5.7185 | 4.8536 | 4.2102 | 6.9012 | 8.9398 | 5.512 | 9.2303 | 6.9896 | 5.842 | 8.6295 | 9.7751 | 7.4171 | 6.0534 | 7.2649 | 7.1153 | 5.9459 | 6.2496 | 7.0848 | 7.5752 | 6.665 | 6.8493 | 8.3772 | 7.2632 | 9.0434 | 6.4978 | 7.7157 | 4.396 | 5.8867 | 6.4837 | 4.7153 | 7.4931 | 7.3215 | 8.1847 | 7.3284 | 8.3838 | 8.9772 | 7.6691 | 7.2274 | 7.855 | 8.3999 | 7.1882 | 7.3878 | 6.8942 | 6.7894 | 8.2485 | 6.532 | 6.9689 | 7.0423 | 4.03 | 4.377 | 5.48 | 5.6396 | 4.9967 | 4.9809 | 5.8996 | 6.2096 | 4.8751 | 4.6391 | 5.9764 | 5.8511 | 6.0836 | 6.3135 | 7.0806 | 6.3683 | 5.6137 | 6.8249
91% | 0.97637 | 0.51232 | 0.44031 | 2.3418 | 1.4593 | 0.94097 | 3.7561 | 2.0618 | 3.1633 | 2.7538 | 2.699 | 1.2746 | -1.942 | -0.38559 | 3.4991 | -0.8922 |  |  | 1.4651 | 2.6486 | 2.1869 | 1.4121 | 0.97736 | 1.5083 | -0.82723 | -2.3136 | -3.1533 | -1.7245 | 0.15666 | -0.10468 | 7.3613 | 8.1369 | 7.2557 | 5.6787 | 7.1967 | 7.9984 | 1.4823 | 1.4447 | 2.1563 | 0.40874 | 1.4241 | 0.96505 | 1.1393 | 0.088621 | -0.14873 | 1.012 | 0.17368 | -1.0993 | 1.6584 | 1.3544 | 3.0353 | -0.17626 | -1.7966 | -0.89026 | 3.989 | 3.0634 | 4.0416 | 3.8059 | 3.5662 | 2.9115 | 4.8069 | 2.9975 | 2.7953 | 3.5976 | 2.7072 |  | 5.0585 | 5.9408 | 5.0853 | 4.2463 | 3.0372 | 5.2631 | 1.2775 | 4.4461 | 3.493 | 1.8357 | 4.0272 | 4.0088 | 4.7855 | 5.3058 | 4.4214 | 5.1439 | 4.7511 |  | 6.0046 | 5.9806 | 5.9461 | 6.3665 | 5.2554 | 6.0031 | 5.828 | 4.8223 | 3.1305 | 5.7082 | 5.9415 | 5.4372 | 4.9742 | 3.8588 | 4.7649 | 3.8627 | 3.9176 | 4.153 | 4.9704 | 4.7355 | 2.7081 | 4.156 | 3.291 | 3.6054 | 4.6718 | 4.9449 | 4.4629 | 2.9424 | 3.9699 | 4.5362 | 4.1423 | 1.6457 | 4.0001 | 4.5652 | 3.2151 | 4.1489 | 3.2445 | 2.6664 | 0.3146 | 1.9148 | 0.7104 | 3.8066 | 3.8742 | 4.7009 | 3.0666 | 4.8394 | 3.9411 | 5.2855 | 2.3031 | 2.2944 | 2.5661 | 1.7605 | 1.6259 | 1.0855 | 7.2575 | 7.8297 | 7.2373 | 9.1979 | 7.2142 | 5.2564 | 3.1153 | 2.9842 | 1.7341 | 1.8619 | 2.3517 | 0.47711 | 2.9803 | 2.4278 | 4.0573 | 6.0997 | 3.1104 | 4.2064 | -0.58941 | 2.5044 | 0.024472 | 1.0055 | 0.99904 | 3.1959 | 6.6855 | 8.09 | 7.4325 | 5.2678 | 4.8608 | 6.3065 | 2.9346 | -0.35662 | 2.7417 | 2.6849 | 0.44982 | 2.582 | 6.7297 | 8.823 | 7.1274 | 5.399 | 4.5859 | 8.491 | 4.7242 | 5.2379 | 3.8545 | 4.8035 | 5.1976 | 4.9227 | 3.1094 | 1.4125 | 0.33591 | 1.1782 | 1.8182 | 2.3531 | 1.8461 | 1.6748 | 3.3481 | 3.7339 | 3.5657 | 5.4196 | 3.9235 | 3.8963 | 4.3501 | 4.3968 | 3.5076 | 2.024 | 2.9711 | 3.5916 | 2.1847 | 2.9718 | 2.4837 | 1.8038 | 7.5197 | 5.4782 | 4.6604 | 4.1872 | 4.8717 | 5.8146 | 6.493 | 5.7843 | 4.1564 | 6.0808 | 5.8099 | 5.0444 | 3.8267 | 3.0759 | 3.4617 | 2.95 | 5.3514 | 5.1716 | 6.1538 | 6.7056 | 4.7192 | 4.6261 | 4.8135 | 5.8999 | 6.4589 | 6.0381 | 4.1799 | 3.8554 | 5.6657 | 3.505 | 4.1069 | 2.0579 | 3.978 | 3.254 | 3.6279 | 5.3243 | 8.4345 | 7.7859 | 6.7319 | 5.5967 | 6.6492 | 6.7857 | 5.9732 | 6.1857 | 6.4446 | 5.7305 | 5.2555 | 5.7796 | 3.8341 | 5.601 | 4.2208 | 5.3977 | 3.0234 | 4.4446 | 4.7715 | 4.8532 | 5.1391 | 4.1452 | 4.3966 | 5.3448 | 3.1352 | 3.3695 | 3.3092 | 1.5685 | 1.115 | 2.3404 | 2.1137 | 0.099553 | 1.556 | 0.20342 | 1.7465 | 1.8314 | 4.2939 | 3.3764 | 4.5882 | 6.2111 | 2.8156 | 4.9448 | 4.9927 | 1.543 | 2.1611 | 2.6404 | 2.6918 | 1.9064 | 2.3613 | 1.972 | 1.6471 | 0.64857 | 0.11454 | 1.2953 | 4.9724 | 3.2983 | 3.9873 | 3.5363 | 2.9875 | 3.8299 | 4.8702 | 3.1898 | 3.7106 | 3.4882 | 3.2088 | 2.567 | 1.9278 | 4.9861 | 2.3245 | 2.9076 | 2.6149 | 2.1487 | 2.5295 | 3.1402 | 3.4179 | 3.8556 | 3.3213 | 3.677 | 0.44074 | -0.91646 | 2.5278 | 0.80981 | 3.3048 | 1.6015 | -0.18999 | 0.0026567 | 0.54242 | 2.1159 | 0.89264 | 1.5974 | 3.4668 | 5.5665 | -0.44979 | 0.59719 | 0.60021 | 2.1913 | 0.27224 | 0.88379 | 1.2415 | 0.766 |  |  | 4.303 | 1.8251 | 3.2099 | 1.6291 | 1.423 | 4.1778 | 2.7301 | 4.0767 | 1.6718 | 3.214 | 3.1382 | 1.0641 | 2.1115 | 1.6965 | 1.1867 | 2.8163 | 0.45164 | 0.31209 | 1.577 | 1.3708 | 1.6235 | 2.2564 | 1.1148 | 1.7197 | 3.594 | 1.9426 | 4.6974 | 4.0378 | 3.5507 | 4.6413 | 5.6786 | 4.3082 | 6.9456 | 5.2318 | 4.6705 | 4.3407 | 5.4629 | 4.2342 | 6.9544 | 4.9803 | 3.7243 | 4.2767 | 6.4542 | 6.308 | 7.2599 | 6.6515 | 7.1659 | 6.4941 | 4.1466 | 7.436 | 5.0372 | 4.8833 | 6.5141 | 5.6062 | 5.5706 | 3.0534 | 5.3403 | 6.2739 | 6.0315 | 7.1393 | 6.1429 | 4.7779 | 6.1427 | 4.2662 | 5.6661 | 5.908 | 6.9675 | 6.886 | 6.0501 | 8.0405 | 6.9046 | 5.9633 | 3.2078 | 3.9841 | 3.1968 | 3.9606 | 2.9932 | 1.6455 | 5.4481 | 6.6474 | 3.1772 | 5.6867 | 5.285 | 5.7714 | 6.144 | 4.4656 | 6.2507 | 5.0623 | 5.9467 |  | 4.4055 | 3.7918 | 4.526 | 1.7744 | 4.0635 | 2.4933 | 5.3405 | 4.7636 | 3.7982 | 3.6097 | 4.0072 | 5.389 | 5.3027 | 3.9494 | 4.83 | 4.276 | 5.4187 | 4.1859 | 3.6853 | 4.9929 | 4.2537 | 2.6676 | 5.4893 | 3.2983 | 4.5522 | 6.6526 | 5.3029 | 6.5207 | 6.2172 | 5.3795 | 3.993 | 6.2533 | 4.8747 | 6.2171 | 7.7575 | 5.163 | 5.2487 | 4.2617 | 3.886 | 6.2767 | 8.2527 | 4.9796 | 8.7045 | 6.5368 | 5.3579 | 7.9804 | 9.2958 | 6.9135 | 5.7947 | 6.6748 | 6.5948 | 5.4494 | 5.6086 | 6.5056 | 7.2088 | 6.4555 | 6.3203 | 7.7177 | 6.719 | 8.4126 | 5.8398 | 7.7317 | 3.97 | 5.3423 | 6.3853 | 4.219 | 7.1242 | 7.1308 | 7.3823 | 6.7418 | 7.7947 | 8.2895 | 7.299 | 6.7455 | 7.2789 | 8.0321 | 6.6768 | 6.7368 | 6.4569 | 6.1866 | 7.5753 | 6.0936 | 6.5565 | 6.66 | 3.4332 | 3.9204 | 4.9127 | 5.3607 | 4.4096 | 4.4219 | 5.4617 | 6.0477 | 4.5303 | 4.0665 | 5.3939 | 5.0082 | 5.7337 | 6.127 | 6.4695 | 5.8873 | 4.9517 | 6.4061
92% | 0.62002 | 0.014674 | 0.11897 | 1.7758 | 0.68613 | 0.2359 | 3.0344 | 1.947 | 2.4101 | 2.3467 | 2.2409 | 0.77361 | -2.2025 | -0.8479 | 2.8057 | -1.1872 |  |  | 1.2568 | 2.2605 | 2.2241 | 1.0665 | 0.68687 | 1.0665 | -1.4484 | -2.7408 | -3.4587 | -2.3237 | -0.71717 | -0.78458 | 7.1465 | 7.9878 | 7.0613 | 5.1816 | 5.9332 | 7.9232 | 1.3438 | 1.3168 | 1.7506 | 0.0024379 | 1.4014 | 0.54771 | 0.94429 | -0.46446 | -0.38996 | 0.54477 | 0.00048091 | -1.0204 | 1.0944 | 1.1077 | 2.4638 | -0.31868 | -1.7645 | -1.0908 | 2.9695 | 2.5011 | 3.3631 | 3.4186 | 3.3405 | 2.4835 | 4.4157 | 2.6093 | 2.1443 | 3.225 | 2.3151 |  | 4.6523 | 5.5344 | 4.5691 | 3.7483 | 2.8545 | 4.7168 | 0.65702 | 3.9343 | 3.1158 | 1.2975 | 3.727 | 3.4995 | 4.1947 | 4.6908 | 3.7417 | 4.8333 | 4.0915 |  | 5.4632 | 5.3854 | 5.4002 | 5.6777 | 4.6931 | 5.5149 | 5.4703 | 4.2356 | 2.5209 | 5.2254 | 5.2904 | 4.9806 | 4.4716 | 3.6046 | 4.2457 | 3.6025 | 3.5312 | 3.7645 | 4.5079 | 4.4175 | 2.3719 | 3.7305 | 2.7666 | 3.1438 | 4.1123 | 4.1438 | 4.0467 | 2.8866 | 3.1903 | 3.4906 | 3.3905 | 1.1178 | 3.2953 | 3.7229 | 2.5252 | 3.3922 | 2.4897 | 2.0304 | 0.098642 | 1.3529 | 0.24166 | 2.9491 | 3.1392 | 4.1618 | 2.4793 | 4.0399 | 3.4485 | 4.6448 | 1.6536 | 1.9429 | 1.8263 | 1.0469 | 0.74169 | 0.16494 | 6.6149 | 6.5925 | 6.5966 | 8.3546 | 6.6582 | 4.4787 | 2.6086 | 2.3405 | 1.3371 | 1.275 | 1.5494 | -0.1378 | 2.3217 | 1.8441 | 3.0252 | 5.3804 | 2.2805 | 3.0593 | -1.1431 | 1.8531 | -0.42852 | 0.50882 | 0.66206 | 2.5926 | 6.469 | 7.7284 | 6.9925 | 4.9574 | 4.3894 | 6.175 | 2.6244 | -0.21744 | 2.426 | 2.323 | 0.21502 | 2.3565 | 6.4232 | 8.2914 | 6.5511 | 5.0168 | 4.5744 | 6.4072 | 5.0023 | 4.7274 | 3.4889 | 4.5859 | 4.9627 | 5.4091 | 2.6505 | 0.98722 | 0.017481 | 0.72634 | 1.7876 | 1.8684 | 1.4514 | 1.5979 | 2.4925 | 3.2012 | 3.2076 | 4.8083 | 3.629 | 3.622 | 3.6519 | 3.9685 | 3.2477 | 2.0469 | 2.4113 | 3.0721 | 1.7715 | 2.4626 | 1.9406 | 1.4824 | 7.1825 | 5.2036 | 4.2148 | 3.9681 | 4.6175 | 5.4777 | 6.0597 | 5.216 | 3.8289 | 5.5395 | 5.4537 | 4.4946 | 3.2934 | 2.5284 | 2.9259 | 2.5234 | 4.8671 | 4.2467 | 5.6308 | 6.0031 | 4.25 | 4.0912 | 4.4077 | 5.1395 | 5.788 | 5.5737 | 3.6825 | 3.3429 | 5.1261 | 2.8573 | 3.4824 | 1.5155 | 3.3911 | 2.6324 | 2.8321 | 4.4967 | 7.5395 | 7.229 | 6.1623 | 5.1614 | 6.1025 | 6.3281 | 5.3154 | 5.5961 | 5.8161 | 5.3934 | 4.7659 | 5.1779 | 3.1401 | 4.9232 | 3.6466 | 4.7323 | 2.6561 | 3.9848 | 4.0388 | 4.1109 | 4.6813 | 3.2636 | 3.6647 | 4.7369 | 2.272 | 2.8397 | 2.8367 | 0.98427 | 0.57237 | 1.5886 | 1.318 | -0.70922 | 0.81425 | -0.57916 | 0.83657 | 1.0728 | 3.6771 | 2.809 | 4.0478 | 5.6905 | 2.4487 | 4.2667 | 4.1841 | 1.1784 | 1.7761 | 2.1583 | 2.0634 | 1.2904 | 1.6841 | 1.3514 | 0.79603 | -0.11675 | -0.84125 | 0.54608 | 4.3556 | 2.763 | 3.3702 | 2.8961 | 2.3285 | 3.2643 | 4.4153 | 2.6585 | 3.1178 | 2.8445 | 2.6368 | 1.9029 | 1.3177 | 4.329 | 1.7769 | 2.4063 | 2.1812 | 1.8638 | 1.8154 | 2.5583 | 2.8056 | 2.9208 | 2.5266 | 2.9696 | -0.75876 | -1.6278 | 1.4882 | -0.28176 | 2.2304 | 0.61793 | -0.90603 | -0.62274 | -0.18334 | 1.356 | 0.31415 | 0.92208 | 2.689 | 4.6362 | -1.2476 | 0.018268 | -0.10132 | 0.73028 | -0.43537 | -0.068314 | 0.53944 | -0.083112 |  |  | 3.5577 | 0.82774 | 2.38 | 1.0603 | 0.88985 | 3.3709 | 1.8375 | 3.1641 | 0.99418 | 2.7266 | 2.5591 | 0.63945 | 1.4766 | 1.0423 | 0.77127 | 2.2675 | -0.19363 | -0.2472 | 0.82175 | 0.64788 | 0.82278 | 1.4921 | 0.38815 | 1.0011 | 2.7544 | 0.90177 | 4.234 | 3.2785 | 3.0584 | 4.0448 | 4.8559 | 3.5234 | 6.2925 | 4.6248 | 4.0231 | 3.7693 | 4.9211 | 3.5216 | 6.2954 | 4.405 | 3.2779 | 3.7252 | 6.5171 | 5.8227 | 6.8324 | 6.4228 | 6.7386 | 6.2772 | 3.7698 | 6.8525 | 4.4874 | 4.4681 | 5.9947 | 5.1752 | 4.9262 | 2.6235 | 4.9123 | 5.7912 | 5.5733 | 6.555 | 5.7817 | 4.5649 | 5.6557 | 3.9302 | 5.2519 | 5.45 | 6.4558 | 6.5406 | 5.7127 | 7.646 | 6.4694 | 5.8624 | 2.7634 | 3.2686 | 2.7388 | 3.5911 | 2.4847 | 1.6065 | 5.0506 | 6.3198 | 3.0428 | 5.2931 | 4.9348 | 5.1325 | 5.3866 | 3.8844 | 5.4946 | 4.66 | 5.2591 |  | 3.7391 | 3.2053 | 3.7964 | 1.2286 | 3.439 | 1.7922 | 4.5679 | 4.1737 | 2.9292 | 2.8026 | 3.3385 | 4.1176 | 4.8065 | 3.5247 | 4.2451 | 3.6515 | 4.7068 | 3.732 | 3.2274 | 4.7264 | 3.6766 | 2.2593 | 5.4861 | 2.7525 | 4.2344 | 6.6069 | 4.903 | 6.0098 | 5.8632 | 4.9145 | 3.4671 | 5.7141 | 4.4185 | 5.7865 | 7.0806 | 4.5743 | 4.7722 | 3.7082 | 3.6112 | 5.5854 | 7.4704 | 4.5076 | 8.12 | 5.9895 | 4.726 | 7.1468 | 8.5989 | 6.4424 | 5.5929 | 6.0816 | 5.8373 | 4.8489 | 5.1969 | 5.8776 | 6.933 | 6.2907 | 5.8547 | 7.2723 | 6.3121 | 7.7867 | 5.2661 | 7.4776 | 3.7706 | 4.6352 | 6.1172 | 3.7705 | 6.7267 | 6.7675 | 6.9617 | 6.4943 | 7.0411 | 7.6644 | 6.7398 | 6.605 | 6.2829 | 7.4803 | 6.1623 | 6.0719 | 6.0492 | 5.5623 | 6.9263 | 5.5275 | 6.3425 | 6.3838 | 2.8327 | 3.5242 | 4.4098 | 5.0464 | 4.0133 | 4.1237 | 5.0845 | 6.0196 | 4.2773 | 3.4708 | 4.8232 | 4.3988 | 5.5141 | 5.6568 | 6.047 | 5.293 | 4.3145 | 5.8384
93% | 0.13519 | -0.13031 | -0.062999 | 1.3164 | 0.043057 | -0.30102 | 2.5493 | 2.0052 | 1.8311 | 2.2007 | 2.015 | 0.44157 | -2.4018 | -1.1313 | 2.1796 | -1.2868 |  |  | 1.0491 | 2.2425 | 1.6755 | 0.88138 | 0.593 | 0.88743 | -1.5232 | -2.7828 | -3.5315 | -2.7089 | -1.4825 | -1.3192 | 6.9573 | 8.1818 | 6.9986 | 5.0613 | 5.922 | 7.6074 | 1.3555 | 1.1666 | 1.4368 | -0.22192 | 0.9013 | 0.3059 | 0.94427 | -0.82877 | -0.40336 | 0.48327 | -0.022257 | -0.76072 | 0.74067 | 1.0098 | 2.3615 | -0.48733 | -1.5357 | -1.0574 | 2.1903 | 2.018 | 2.7511 | 3.022 | 3.1026 | 2.1124 | 3.9479 | 2.3062 | 1.609 | 2.9732 | 1.9928 |  | 4.1184 | 5.2164 | 4.0404 | 3.155 | 2.7041 | 4.1889 | 0.28769 | 3.1158 | 2.7334 | 0.55864 | 3.3388 | 2.8772 | 3.5468 | 4.1102 | 3.0867 | 4.6078 | 3.5297 |  | 5.0252 | 4.97 | 4.7069 | 4.9521 | 4.169 | 4.9433 | 5.1259 | 3.752 | 1.9891 | 4.7785 | 4.586 | 4.6091 | 4.0512 | 3.3659 | 3.7377 | 3.0784 | 3.1764 | 3.4624 | 4.2526 | 4.0856 | 2.1549 | 3.3855 | 2.5201 | 2.7137 | 3.536 | 3.5595 | 3.8043 | 2.512 | 2.5564 | 2.8916 | 2.7513 | 0.77766 | 2.8221 | 3.2672 | 1.9844 | 2.7274 | 1.9092 | 1.573 | 0.0040295 | 0.91649 | -0.042536 | 2.2603 | 2.633 | 3.3761 | 2.1015 | 3.3576 | 3.1572 | 3.9834 | 1.1413 | 1.5064 | 1.2716 | 0.41125 | 0.0070636 | -0.57839 | 6.0292 | 5.4983 | 6.1883 | 7.6582 | 6.429 | 4.1109 | 2.513 | 2.0467 | 1.2898 | 0.82028 | 0.84988 | -0.69659 | 1.7409 | 1.7876 | 2.1617 | 4.7155 | 1.6419 | 2.1372 | -1.4963 | 1.4201 | -1.4758 | 0.2457 | -0.21099 | 2.4847 | 6.2321 | 7.4363 | 6.9578 | 5.046 | 4.3136 | 6.0696 | 2.3777 | -0.49116 | 2.1363 | 1.9601 | 0.15034 | 2.3678 | 6.5633 | 5.5791 | 6.5988 | 5.1043 | 3.9272 | 6.0173 | 4.7113 | 4.2043 | 3.5061 | 4.9258 | 4.9546 | 5.1182 | 2.158 | 0.64615 | -0.27507 | 0.34249 | 1.4288 | 1.7811 | 1.0589 | 1.1225 | 2.1661 | 2.641 | 2.9112 | 2.9119 | 3.369 | 3.3797 | 3.0379 | 3.5066 | 3.0136 | 1.8327 | 1.9116 | 2.4864 | 1.4027 | 2.008 | 1.4655 | 1.5691 | 6.8345 | 4.927 | 3.8332 | 3.8503 | 4.605 | 5.2054 | 5.6786 | 4.7631 | 3.452 | 5.1672 | 5.1522 | 3.9688 | 3.0461 | 2.0681 | 2.5918 | 2.329 | 4.4796 | 3.3479 | 5.3573 | 5.1956 | 3.8531 | 3.5957 | 4.0479 | 4.5052 | 4.8653 | 5.1133 | 3.2382 | 2.926 | 4.5251 | 2.3824 | 2.9552 | 1.1115 | 2.8842 | 2.2368 | 2.2526 | 3.6672 | 6.6532 | 6.4557 | 5.6388 | 4.8565 | 5.5741 | 5.6756 | 4.6641 | 4.9998 | 5.3157 | 5.0247 | 4.3477 | 4.6001 | 2.5235 | 4.3071 | 3.1979 | 4.1762 | 2.5008 | 3.6067 | 3.4729 | 3.3831 | 4.2748 | 2.5613 | 3.0967 | 4.1907 | 1.4822 | 2.3694 | 2.3915 | 0.50299 | 0.10823 | 0.94893 | 0.61294 | -1.3553 | 0.22571 | -1.2719 | -0.0066653 | 0.41456 | 3.1874 | 2.3022 | 3.7409 | 5.0917 | 2.3959 | 3.6335 | 3.502 | 0.93 | 1.4699 | 1.7808 | 1.4988 | 0.72239 | 1.0768 | 0.71145 | -0.014964 | -0.75705 | -1.6659 | -0.18817 | 3.7427 | 2.3015 | 2.7732 | 2.3146 | 1.8147 | 2.7495 | 3.9073 | 2.0644 | 2.5525 | 2.1926 | 2.0819 | 1.3451 | 0.81912 | 3.6876 | 1.3556 | 2.0628 | 2.081 | 1.4922 | 1.2902 | 2.0156 | 2.3535 | 2.172 | 1.6844 | 2.091 | -1.4413 | -2.2573 | 0.6907 | -0.99138 | 1.2738 | -0.034868 | -1.5422 | -1.2049 | -0.72896 | 0.72728 | -0.26605 | 0.43422 | 1.9363 | 3.6111 | -1.9069 | -0.49152 | -0.73601 | -0.068621 | -1.1885 | -0.77143 | -0.21149 | -0.79987 |  |  | 2.9397 | -0.52761 | 1.8295 | 0.47654 | 0.48326 | 2.7492 | 0.95755 | 2.3834 | 0.34822 | 2.1012 | 1.9518 | 0.39903 | 0.9832 | 0.50193 | 0.46094 | 1.7867 | -0.64365 | -0.67443 | 0.20329 | 0.10499 | 0.14125 | 0.80492 | 0.21971 | 0.5397 | 1.9925 | 0.27377 | 3.5844 | 2.6974 | 2.8742 | 3.3258 | 4.2996 | 2.8458 | 5.6955 | 4.0473 | 3.432 | 3.6174 | 4.4437 | 2.7572 | 5.6951 | 3.9073 | 3.1739 | 3.6092 | 6.2806 | 5.6685 | 6.3667 | 6.2956 | 6.4053 | 6.2385 | 3.4465 | 6.3055 | 4.0204 | 4.1291 | 5.5407 | 4.7651 | 4.3825 | 2.2166 | 4.6566 | 5.3549 | 5.2075 | 6.115 | 5.7004 | 4.5516 | 5.2964 | 3.8455 | 4.8474 | 5.0824 | 5.967 | 6.2104 | 5.5393 | 7.5503 | 6.3343 | 5.8492 | 2.4768 | 2.666 | 2.3854 | 3.3481 | 2.0906 | 1.6524 | 5.0098 | 6.0043 | 3.1295 | 5.3182 | 4.6151 | 4.7426 | 4.508 | 3.3085 | 4.5974 | 4.2882 | 4.5895 |  | 3.1505 | 2.6765 | 3.034 | 0.79096 | 2.6467 | 1.1339 | 4.0595 | 3.5301 | 2.368 | 2.3542 | 2.7313 | 3.2689 | 4.2733 | 3.161 | 3.6586 | 2.9354 | 3.9787 | 3.3329 | 2.8373 | 4.4879 | 3.2175 | 1.8718 | 4.873 | 2.2161 | 3.9258 | 6.1319 | 4.489 | 5.1521 | 5.4618 | 4.4474 | 3.0558 | 5.1531 | 4.0417 | 5.3506 | 6.4122 | 3.9525 | 4.4814 | 3.1731 | 3.3995 | 4.9771 | 6.7618 | 4.0724 | 7.6455 | 5.5375 | 4.286 | 6.5947 | 8.0353 | 6.0607 | 5.5398 | 5.5109 | 5.2757 | 4.2685 | 4.9052 | 5.2249 | 6.8982 | 6.1623 | 5.4429 | 6.7484 | 6.1351 | 7.178 | 4.6589 | 7.4283 | 3.6335 | 4.1183 | 5.9582 | 3.398 | 6.3674 | 6.2771 | 6.5092 | 6.2365 | 6.6626 | 7.0348 | 6.5882 | 5.8978 | 5.8201 | 7.2458 | 6.0567 | 5.487 | 5.5582 | 4.9721 | 6.1824 | 5.1193 | 5.9616 | 6.3319 | 2.2765 | 2.9472 | 3.9684 | 4.8019 | 3.6814 | 3.8493 | 5.0617 | 5.903 | 3.6724 | 3.0485 | 4.3314 | 3.8221 | 5.5041 | 5.6329 | 5.6654 | 4.7311 | 4.1415 | 5.5734
94% | -0.21876 | -0.41754 | -0.064049 | 1.1872 | -0.46926 | -0.74794 | 2.2677 | 2.1575 | 1.7272 | 2.3914 | 1.9528 | 0.31868 | -2.5683 | -1.2538 | 1.6915 | -1.2101 |  |  | 0.8147 | 1.9847 | 1.6012 | 0.8055 | 0.55873 | 0.71764 | -1.9755 | -2.9397 | -3.4514 | -2.8522 | -2.0098 | -1.5933 | 7.8095 | 10.4749 | 8.1427 | 6.1337 | 7.039 | 7.6274 | 1.4924 | 1.0393 | 1.3756 | -0.30583 | 0.78349 | 0.18661 | 1.0796 | -1.0001 | -0.2597 | 0.2985 | 0.040396 | -0.41575 | 0.56357 | 0.99491 | 1.8475 | -0.44564 | -1.1511 | -0.93836 | 1.4099 | 1.6708 | 1.9335 | 2.6528 | 2.9333 | 1.8175 | 3.6296 | 1.9818 | 1.1529 | 2.7284 | 1.7423 |  | 3.6718 | 4.809 | 3.6447 | 2.6776 | 2.5747 | 3.7938 | -0.33103 | 2.5385 | 2.2691 | -0.00037047 | 3.0189 | 2.2364 | 2.9767 | 3.6055 | 2.461 | 4.3384 | 3.0675 |  | 4.5686 | 4.2457 | 4.2311 | 4.384 | 3.7216 | 4.4873 | 4.8174 | 3.2887 | 1.5417 | 4.376 | 3.9258 | 4.3107 | 3.6616 | 3.1997 | 3.252 | 2.8325 | 2.8486 | 3.2093 | 4.2797 | 3.8326 | 2.0182 | 3.1266 | 2.3193 | 2.3624 | 3.3243 | 3.3379 | 3.8194 | 2.578 | 2.0593 | 2.5834 | 2.3154 | 0.67737 | 2.6223 | 2.9593 | 1.6197 | 2.1912 | 1.2893 | 1.2295 | 0.18906 | 0.64994 | -0.13079 | 1.7977 | 2.2934 | 2.8688 | 1.8083 | 3.2408 | 3.1188 | 3.4686 | 0.91986 | 1.2005 | 0.5897 | 0.18858 | -0.75035 | -1.1928 | 5.5064 | 5.0095 | 5.9271 | 7.0931 | 6.2802 | 3.5606 | 2.541 | 1.7553 | 1.2822 | 0.49246 | 0.52829 | -0.91751 | 1.1823 | 1.5604 | 1.4941 | 4.1492 | 1.1769 | 1.132 | -1.6768 | 0.95969 | -1.8984 | 0.17494 | -0.66425 | 1.9311 | 6.0353 | 7.4064 | 6.7759 | 4.4104 | 4.2448 | 5.8432 | 2.2428 | -0.4934 | 2.2335 | 1.6105 | -0.31135 | 2.1454 | 5.6926 | 4.8811 | 5.7436 | 4.265 | 3.5861 | 5.5762 | 4.4682 | 3.6669 | 2.9012 | 4.7444 | 4.4665 | 4.9832 | 1.637 | 0.70211 | -0.18587 | 0.19349 | 1.3757 | 0.85784 | 0.67757 | 0.79972 | 1.8945 | 2.0393 | 2.5457 | 2.279 | 3.0954 | 3.1077 | 2.5551 | 3.0177 | 2.8413 | 1.5724 | 1.4763 | 2.011 | 1.0346 | 1.6215 | 0.94286 | 1.4849 | 6.5003 | 4.6513 | 3.4626 | 3.6962 | 3.9749 | 4.9036 | 5.375 | 4.391 | 3.2064 | 4.8244 | 4.9675 | 3.541 | 2.8789 | 1.7501 | 2.0766 | 2.3702 | 4.1868 | 2.5439 | 5.1849 | 4.6593 | 3.507 | 3.4511 | 3.7452 | 3.938 | 4.1841 | 4.6609 | 2.8682 | 2.6297 | 4.033 | 1.96 | 2.5215 | 0.81833 | 2.487 | 2.1443 | 1.774 | 2.8441 | 5.7688 | 5.5774 | 5.1323 | 4.6262 | 5.1103 | 5.1202 | 4.0656 | 4.4084 | 4.8499 | 4.7872 | 4.035 | 4.1457 | 1.9894 | 3.7967 | 2.9314 | 3.8036 | 2.536 | 3.3657 | 3.0498 | 2.8031 | 3.9971 | 2.0023 | 2.6707 | 3.7411 | 0.79023 | 1.8811 | 2.0217 | 0.11916 | -0.29017 | 0.48858 | 0.10564 | -1.8562 | -0.22472 | -1.4082 | -0.74066 | -0.090611 | 2.7919 | 1.87 | 3.2841 | 4.5213 | 2.1224 | 3.0524 | 2.6394 | 0.80956 | 1.2604 | 1.7082 | 1.0174 | 0.24622 | 0.56651 | 0.12894 | -0.72395 | -1.3353 | -2.4002 | -0.88534 | 3.1446 | 1.8842 | 2.4184 | 1.7759 | 1.632 | 2.307 | 3.4657 | 1.5558 | 2.1112 | 1.6232 | 1.5976 | 0.92856 | 0.41205 | 3.0394 | 1.1191 | 1.8332 | 1.4889 | 1.1567 | 0.82917 | 1.8661 | 1.953 | 1.3179 | 1.117 | 1.3712 | -1.9683 | -2.7594 | -0.0062682 | -1.5064 | 0.51916 | -0.51521 | -2.0622 | -1.5843 | -1.17 | 0.29853 | -0.58321 | 0.14775 | 1.3868 | 2.5092 | -2.4397 | -0.84596 | -1.0793 | -0.81743 | -1.8888 | -1.3563 | -0.82362 | -1.4529 |  |  | 2.2975 | -1.8431 | 1.3967 | 0.061453 | 0.18936 | 2.2791 | 0.24177 | 1.7117 | -0.12186 | 1.6223 | 1.5244 | 0.44144 | 0.59235 | 0.067583 | 0.36526 | 1.4379 | -0.94162 | -0.93472 | -0.35006 | -0.22287 | -0.26691 | 0.23024 | -0.47029 | 0.46365 | 1.3043 | -0.38907 | 2.9685 | 2.2483 | 2.824 | 2.7283 | 3.9373 | 2.182 | 5.1432 | 3.5959 | 2.9033 | 2.9885 | 4.3817 | 1.9756 | 5.1503 | 3.4847 | 2.581 | 2.9488 | 6.3144 | 5.5186 | 6.1553 | 6.2832 | 6.3063 | 6.3304 | 3.2925 | 5.6408 | 3.5811 | 4.0976 | 5.0154 | 4.4808 | 3.9266 | 1.8317 | 4.6508 | 5.0039 | 4.6747 | 5.2871 | 5.383 | 4.7285 | 5.1315 | 3.6798 | 4.6182 | 4.7197 | 5.6106 | 5.9816 | 5.4217 | 7.2573 | 6.0008 | 5.9369 | 2.1436 | 2.252 | 2.271 | 3.1332 | 1.8596 | 1.7383 | 4.7641 | 5.7353 | 3.3559 | 4.9205 | 4.5116 | 4.3308 | 3.4978 | 2.8726 | 4.1469 | 3.9644 | 3.9535 |  | 2.6209 | 2.4465 | 2.4079 | 0.45705 | 2.0821 | 0.53325 | 3.641 | 2.9174 | 1.8668 | 1.8986 | 2.3405 | 2.5765 | 3.7885 | 2.8662 | 3.106 | 2.3252 | 3.3186 | 3.259 | 2.5012 | 4.2869 | 2.8373 | 1.5582 | 4.8518 | 1.8224 | 3.6622 | 5.9432 | 4.16 | 4.6567 | 5.2136 | 3.814 | 2.6492 | 4.4806 | 3.7208 | 4.9585 | 5.8082 | 3.3328 | 4.0087 | 2.6979 | 3.2647 | 4.4051 | 6.0197 | 3.6865 | 7.2146 | 5.1633 | 3.9408 | 6.2155 | 7.5594 | 5.6003 | 5.4466 | 5.0754 | 4.8206 | 3.65 | 4.6066 | 4.7353 | 6.9018 | 6.1088 | 5.0982 | 6.4495 | 5.8902 | 6.7175 | 4.166 | 7.0804 | 3.6757 | 3.7101 | 5.6382 | 3.149 | 6.0754 | 5.7665 | 6.1476 | 6.0226 | 6.2475 | 6.3669 | 6.3371 | 5.5848 | 5.6051 | 6.8879 | 5.8787 | 4.8913 | 5.1365 | 4.5499 | 5.7656 | 4.8454 | 5.5441 | 5.9745 | 1.4951 | 2.7258 | 3.4991 | 4.5363 | 3.3553 | 3.6204 | 4.6767 | 5.8327 | 3.6314 | 3.0419 | 3.9487 | 3.2474 | 5.2549 | 5.7025 | 5.5345 | 4.2159 | 3.1935 | 5.021
95% | -0.385 | -0.47285 | -0.0050303 | 0.6553 | -0.6198 | -1.0449 | 2.1688 | 2.3634 | 1.5899 | 2.5164 | 2.0889 | 0.41609 | -2.5528 | -1.6498 | 1.3989 | -1.0361 |  |  | 0.85699 | 1.9547 | 1.5063 | 0.76829 | 0.49192 | 0.68932 | -1.9929 | -2.8098 | -3.2488 | -2.7879 | -2.3874 | -1.7283 | 8.7126 | 11.3315 | 10.5016 | 7.5264 | 8.8219 | 8.7714 | 1.7023 | 1.2001 | 1.4029 | -0.16316 | 0.92767 | 0.081363 | 1.2766 | -1.0501 | 0.019056 | 0.24815 | 0.18307 | -0.10154 | 0.51042 | 1.1095 | 1.7125 | -0.20556 | -0.82819 | -0.61244 | 0.73762 | 1.3286 | 1.3043 | 2.3029 | 2.7845 | 1.5902 | 3.2987 | 1.7821 | 0.78971 | 2.4208 | 1.5512 |  | 3.1712 | 4.4539 | 3.3957 | 2.0623 | 2.5576 | 3.6934 | -0.75137 | 1.8082 | 1.863 | -0.5541 | 2.76 | 1.7197 | 2.475 | 3.1467 | 1.9735 | 4.0924 | 2.7768 |  | 4.1691 | 3.8908 | 3.8472 | 3.8002 | 3.2874 | 4.1102 | 4.5475 | 2.8434 | 1.199 | 4.0033 | 3.315 | 4.0206 | 3.2964 | 3.0882 | 2.7603 | 2.6773 | 2.5774 | 3.0299 | 3.8446 | 3.6139 | 1.9125 | 2.9138 | 2.1878 | 2.081 | 3.2723 | 2.8511 | 3.8349 | 2.825 | 1.8509 | 2.4042 | 1.9543 | 0.54231 | 2.3931 | 2.7088 | 1.3833 | 1.6653 | 0.7383 | 1.0629 | 0.22559 | 0.45915 | -0.26038 | 1.3659 | 2.1994 | 2.2214 | 1.7167 | 2.8717 | 3.095 | 3.2042 | 0.59822 | 1.0585 | 0.12865 | -0.14114 | -1.3346 | -1.6425 | 5.0962 | 4.5857 | 5.7811 | 6.7511 | 6.1546 | 3.5956 | 2.1128 | 1.4855 | 1.2705 | 0.21389 | -0.043018 | -1.0365 | 0.81256 | 1.518 | 1.0202 | 3.6514 | 1.0697 | 0.31791 | -1.6898 | 0.70835 | -2.2723 | 0.17544 | -0.707 | 1.8295 | 5.8646 | 6.9375 | 6.7431 | 4.2051 | 4.2534 | 5.8985 | 2.1066 | -0.75628 | 1.8358 | 1.2614 | -0.38715 | 2.1427 | 5.2048 | 4.2591 | 5.2736 | 3.8417 | 3.3026 | 4.2154 | 3.9 | 3.1908 | 2.6904 | 4.5658 | 4.4232 | 4.888 | 1.1531 | 0.20904 | -0.81014 | 0.12258 | 1.2333 | 0.35531 | 0.39851 | 0.54403 | 1.8612 | 1.2671 | 2.5565 | 1.9 | 2.8104 | 2.8558 | 2.1005 | 2.36 | 2.8855 | 1.5871 | 1.0349 | 1.5502 | 0.79902 | 1.3002 | 0.4081 | 1.4393 | 6.055 | 4.4659 | 3.1444 | 3.4526 | 3.4474 | 4.6121 | 5.0844 | 4.0966 | 3.0373 | 4.8194 | 4.8332 | 3.4215 | 2.7816 | 1.5582 | 1.9951 | 2.3978 | 3.9843 | 1.8376 | 5.1177 | 4.0176 | 3.276 | 3.3098 | 3.5735 | 3.4348 | 3.59 | 4.1828 | 2.7923 | 2.4259 | 3.6965 | 1.7583 | 2.0903 | 0.72102 | 2.3404 | 2.1009 | 1.4619 | 2.2191 | 5.0623 | 4.7684 | 4.9385 | 4.5526 | 4.6871 | 4.6849 | 3.3815 | 3.9346 | 4.439 | 4.5936 | 3.7792 | 3.8696 | 1.5895 | 3.3926 | 2.9622 | 3.5455 | 2.742 | 3.3305 | 2.8504 | 2.2962 | 3.8916 | 1.5423 | 2.4702 | 3.4269 | 0.2046 | 1.4809 | 1.727 | -0.16847 | -0.5554 | 0.13549 | -0.27324 | -2.1798 | -0.30959 | -1.9816 | -1.3153 | -0.20291 | 2.7342 | 1.543 | 2.9735 | 4.0086 | 1.8779 | 2.5934 | 1.9777 | 0.71217 | 1.299 | 1.3543 | 0.63801 | 0.038884 | 0.067649 | -0.31655 | -1.3094 | -1.9215 | -2.6975 | -1.4919 | 2.7957 | 1.5868 | 2.1075 | 1.3655 | 0.9743 | 2.1158 | 3.1162 | 1.1062 | 1.6911 | 1.1557 | 1.4161 | 0.85644 | 0.11549 | 2.443 | 0.77198 | 1.4689 | 1.3222 | 1.1421 | 0.6831 | 1.357 | 1.6137 | 0.75555 | 0.26967 | 0.8646 | -2.4612 | -3.1101 | -0.79872 | -2.0478 | -0.20693 | -0.85768 | -2.384 | -1.8592 | -1.4965 | -0.21079 | -0.82151 | 0.053748 | 0.97021 | 1.5099 | -2.8102 | -1.0879 | -1.3205 | -1.1926 | -2.2504 | -1.7659 | -1.4625 | -1.9589 |  |  | 1.8629 | -2.8586 | 1.458 | -0.3814 | 0.22241 | 1.9935 | -0.40256 | 1.1419 | -0.52878 | 1.2011 | 1.1567 | 0.59844 | 0.37637 | -0.24128 | 0.31758 | 1.1633 | -1.0792 | -1.0068 | -0.72881 | -0.26879 | -0.37642 | -0.1733 | -0.75693 | -0.16222 | 0.75008 | -0.80374 | 2.3825 | 1.867 | 2.8255 | 2.1559 | 3.6165 | 1.686 | 4.6255 | 3.2323 | 2.5804 | 2.7297 | 3.9592 | 1.5263 | 4.6347 | 3.1627 | 2.3204 | 2.7182 | 6.2761 | 5.5589 | 5.8512 | 5.9959 | 6.2971 | 6.4646 | 3.196 | 5.0343 | 3.478 | 3.8554 | 4.6054 | 4.2669 | 3.5606 | 1.536 | 4.4183 | 4.6338 | 4.3771 | 4.8619 | 5.1621 | 4.8849 | 5.0634 | 3.5599 | 4.4562 | 4.3923 | 5.2424 | 5.893 | 5.3984 | 7.0844 | 5.7686 | 6.2671 | 1.9293 | 1.9535 | 2.2961 | 3.0409 | 1.9055 | 1.8881 | 4.7356 | 5.5325 | 3.6905 | 4.9867 | 4.4294 | 4.3389 | 2.9352 | 2.7249 | 3.704 | 3.7247 | 2.9819 |  | 2.4188 | 2.1749 | 1.8422 | 0.29382 | 1.6153 | 0.070163 | 3.2476 | 2.4724 | 1.4819 | 1.4884 | 1.9726 | 1.9053 | 3.5533 | 2.6387 | 2.6094 | 1.9395 | 2.9582 | 3.0417 | 2.4721 | 4.1091 | 2.8051 | 1.317 | 4.5205 | 1.4596 | 3.3973 | 5.816 | 3.9421 | 4.1826 | 4.9496 | 3.4157 | 2.5494 | 3.9467 | 3.4784 | 4.6127 | 5.2625 | 2.9093 | 3.5867 | 2.4607 | 3.1949 | 3.7994 | 5.1364 | 3.3912 | 6.7996 | 4.84 | 3.6772 | 5.6291 | 7.0806 | 5.0984 | 5.4246 | 4.9195 | 4.3568 | 3.2336 | 4.4187 | 4.4734 | 6.9103 | 6.1027 | 4.8258 | 6.1592 | 5.7655 | 6.2714 | 3.775 | 7.1289 | 3.821 | 3.4023 | 5.5152 | 2.9282 | 5.8555 | 5.2126 | 5.9029 | 5.8287 | 5.8287 | 5.7699 | 6.1076 | 5.5455 | 5.2171 | 6.552 | 5.6649 | 4.3313 | 4.813 | 4.1305 | 5.4262 | 4.5813 | 5.5012 | 5.9252 | 0.82664 | 2.6762 | 3.0147 | 4.4207 | 3.0853 | 3.4245 | 4.7839 | 5.8023 | 3.357 | 2.606 | 3.5985 | 2.9485 | 5.2048 | 5.7143 | 5.1173 | 3.9749 | 2.9505 | 4.9755
96% | -0.41949 | -0.343 | 0.19805 | 0.36545 | -0.99209 | -1.2791 | 2.1672 | 3.6052 | 1.5965 | 2.5316 | 2.2821 | 1.1298 | -2.4439 | -1.7289 | 1.1996 | -0.78766 |  |  | 0.89683 | 1.9891 | 1.4674 | 0.84169 | 0.59022 | 0.5838 | -1.8335 | -2.5179 | -3.0025 | -2.5735 | -2.6527 | -1.6681 | 9.9275 | 12.7601 | 11.5156 | 9.2695 | 10.1774 | 9.7715 | 1.8263 | 1.3282 | 1.5409 | -0.034253 | 1.1693 | 0.23983 | 1.2525 | -0.8615 | 0.3476 | 0.2303 | 0.37878 | 0.18638 | 0.55154 | 1.2813 | 1.5286 | 0.097347 | -0.26005 | -0.26423 | 0.081045 | 1.0621 | 0.70281 | 1.9671 | 2.5843 | 1.3821 | 3.0078 | 1.4875 | 0.49084 | 2.0895 | 1.3229 |  | 2.674 | 4.4067 | 3.1703 | 1.7311 | 2.6075 | 3.1514 | -0.85432 | 1.2811 | 1.433 | -1.2305 | 2.4094 | 1.1461 | 2.1743 | 2.7522 | 1.57 | 3.8966 | 2.166 |  | 3.8538 | 3.4899 | 3.4642 | 3.2375 | 2.9253 | 3.761 | 4.4339 | 2.4357 | 0.8935 | 3.6522 | 2.7355 | 3.771 | 2.9117 | 2.9819 | 2.2593 | 2.4218 | 2.3276 | 2.8398 | 3.7762 | 3.4207 | 1.9824 | 2.6769 | 2.0811 | 2.0297 | 2.9611 | 2.5716 | 3.948 | 3.0505 | 1.5616 | 2.2772 | 1.65 | 0.66322 | 2.1681 | 2.6098 | 1.2382 | 1.4374 | 0.20231 | 0.83011 | 0.48206 | 0.38944 | -0.41949 | 1.0574 | 2.0172 | 1.7808 | 1.5494 | 2.6158 | 3.2717 | 2.8267 | 0.29965 | 0.92522 | -0.22426 | -0.3722 | -1.8938 | -1.7804 | 4.7719 | 4.2217 | 6.6655 | 6.561 | 6.2651 | 3.6872 | 1.9449 | 1.5922 | 1.7323 | -0.037152 | -0.50586 | -1.1062 | 0.72782 | 1.6291 | 0.87702 | 3.4912 | 0.71432 | -0.34455 | -1.8057 | 0.56977 | -2.575 | 0.37116 | -0.73395 | 1.7791 | 5.6932 | 6.6457 | 6.7625 | 4.0329 | 4.1254 | 5.6189 | 1.9096 | -0.96277 | 1.636 | 0.88961 | -1.0157 | 1.7804 | 4.8273 | 3.5243 | 4.8135 | 3.3819 | 2.9714 | 4.0566 | 3.5256 | 2.7481 | 2.3865 | 4.0993 | 4.191 | 4.5824 | 0.68456 | 0.09327 | -0.92478 | -0.1947 | 1.1442 | -0.092576 | 0.1359 | 0.36372 | 1.38 | 0.13647 | 2.1349 | 1.5504 | 2.543 | 2.5788 | 1.625 | 1.8208 | 2.5399 | 1.3777 | 0.55991 | 1.096 | 0.49033 | 0.89026 | -0.082328 | 1.2825 | 5.512 | 4.1285 | 2.8445 | 3.2471 | 2.9039 | 4.2304 | 4.8181 | 3.864 | 2.9865 | 4.7885 | 4.7383 | 3.2062 | 2.8691 | 1.4484 | 1.7898 | 2.6175 | 3.8916 | 1.2142 | 5.1057 | 3.3533 | 3.1031 | 3.0913 | 3.4313 | 3.0298 | 3.0374 | 4.0725 | 2.4599 | 2.2943 | 3.4052 | 1.4082 | 1.7977 | 0.55447 | 1.9462 | 1.9453 | 1.2625 | 1.7131 | 4.3821 | 4.0012 | 4.4444 | 4.4538 | 4.3046 | 4.2578 | 2.8675 | 3.5093 | 4.0981 | 4.4707 | 3.561 | 3.8218 | 1.2096 | 3.0886 | 3.1206 | 3.4555 | 3.0955 | 3.3771 | 2.7601 | 1.8932 | 3.7333 | 1.339 | 2.438 | 3.2019 | -0.24509 | 1.4774 | 1.5083 | -0.36371 | -0.85888 | -0.074299 | -0.50419 | -2.2221 | -0.58847 | -2.3669 | -1.7598 | -0.60114 | 2.302 | 1.5194 | 2.9715 | 3.6102 | 1.8398 | 2.4823 | 1.3286 | 0.60431 | 1.1291 | 1.2064 | 0.37254 | -0.23638 | -0.31812 | -0.69338 | -1.8473 | -2.3861 | -3.356 | -1.7256 | 2.345 | 1.3791 | 1.577 | 1.019 | 0.66702 | 1.8486 | 2.8383 | 0.99907 | 1.2821 | 0.80437 | 0.92675 | 0.43155 | -0.10604 | 1.8955 | 0.40636 | 1.2502 | 0.76629 | 0.85836 | 0.23874 | 1.0708 | 1.3468 | 0.15796 | -0.31276 | 0.42925 | -2.7933 | -3.235 | -1.079 | -2.4774 | -0.92616 | -1.1397 | -2.5406 | -1.9515 | -1.7398 | -0.57263 | -0.94246 | 0.13182 | 0.70521 | 0.67515 | -3.069 | -1.1534 | -1.7923 | -1.1715 | -2.5755 | -2.1485 | -1.9468 | -2.4145 |  |  | 1.5553 | -3.8393 | 1.0712 | -0.84394 | -0.39345 | 1.8915 | -0.92839 | 0.94625 | -0.82002 | 0.83567 | 0.76953 | 0.89873 | 0.23666 | -0.35916 | 0.21375 | 0.94796 | -1.0598 | -0.92029 | -0.90264 | -0.62646 | -0.545 | -0.45511 | -1.0629 | -0.25279 | 0.27897 | -1.3125 | 1.7844 | 1.5786 | 3.1762 | 1.6254 | 3.5644 | 1.1648 | 4.2784 | 2.8852 | 2.5483 | 2.708 | 3.747 | 1.0668 | 4.2739 | 3.0906 | 2.1331 | 2.7076 | 6.2213 | 5.617 | 5.7384 | 5.8159 | 6.3682 | 6.6251 | 3.1023 | 4.3185 | 2.716 | 3.7402 | 3.9457 | 4.0821 | 3.3265 | 1.2337 | 4.3753 | 4.14 | 3.9404 | 4.4052 | 5.0875 | 5.0729 | 5.0755 | 3.5244 | 4.3406 | 4.1701 | 4.9165 | 5.7706 | 5.3654 | 7.0746 | 5.6496 | 6.5052 | 1.7932 | 1.8263 | 2.176 | 2.9179 | 1.9301 | 2.0672 | 4.7291 | 5.2743 | 4.0374 | 4.8818 | 4.5709 | 3.8211 | 2.4089 | 1.9581 | 3.3269 | 3.5687 | 2.5262 |  | 2.1289 | 1.7047 | 1.5122 | 0.27398 | 1.1701 | -0.35955 | 2.9293 | 2.0663 | 1.1178 | 1.0845 | 1.6215 | 1.3047 | 3.3679 | 2.4698 | 2.1346 | 1.6103 | 2.4391 | 2.6504 | 2.1755 | 3.9219 | 2.5809 | 1.2254 | 4.1069 | 1.1608 | 3.2702 | 5.6579 | 3.8198 | 3.7339 | 4.6773 | 3.1339 | 2.0223 | 3.4615 | 3.2789 | 4.3056 | 4.7532 | 2.5537 | 3.2455 | 2.1623 | 3.1175 | 3.2464 | 4.4348 | 3.1419 | 6.4261 | 4.5938 | 3.5385 | 5.0946 | 6.6021 | 4.6901 | 5.4313 | 4.7414 | 4.0714 | 2.8453 | 4.3998 | 3.7609 | 7.0028 | 6.1333 | 4.6783 | 5.8705 | 5.8136 | 5.9872 | 3.1653 | 7.0497 | 3.9343 | 3.1938 | 5.3443 | 2.9032 | 5.7123 | 4.9669 | 5.6418 | 5.6643 | 5.3834 | 5.2259 | 5.8562 | 5.2588 | 4.8673 | 6.2113 | 5.4106 | 3.8553 | 4.5303 | 3.8045 | 5.071 | 4.4295 | 5.0373 | 5.587 | 0.0033396 | 2.6141 | 2.6403 | 3.9895 | 3.0109 | 3.3209 | 4.7499 | 5.7395 | 3.3879 | 2.6365 | 3.3164 | 2.2949 | 5.2059 | 5.8477 | 5.0097 | 3.3815 | 2.8705 | 4.8104
97% | -0.45166 | -0.03447 | 0.45033 | 0.096918 | -1.1016 | -1.4439 | 2.23 | 3.8164 | 1.6342 | 3.5848 | 2.4907 | 2.3198 | -2.3141 | -1.8031 | 1.1793 | -0.57174 |  |  | 0.97391 | 1.9875 | 1.3277 | 0.94875 | 0.53216 | 0.52403 | -1.4926 | -2.2436 | -2.7838 | -2.222 | -2.8311 | -1.5499 | 10.3767 | 12.888 | 12.345 | 10.4808 | 10.6488 | 9.757 | 2.0903 | 1.4525 | 1.738 | 0.10426 | 1.4142 | 0.32668 | 1.507 | -0.59797 | 0.56366 | 0.39294 | 0.40047 | 0.41074 | 0.64191 | 1.568 | 1.4606 | 0.75486 | 0.060542 | 0.15507 | -0.5313 | 0.68546 | -0.13357 | 1.6021 | 2.3136 | 1.3039 | 2.6648 | 1.2906 | 0.21596 | 1.7414 | 1.127 |  | 2.1754 | 3.8725 | 3.0639 | 1.338 | 2.5795 | 2.8254 | -0.89967 | 0.89977 | 1.0313 | -1.8061 | 2.1372 | 0.47294 | 1.835 | 2.3792 | 1.1598 | 3.5938 | 1.5953 |  | 3.3893 | 2.984 | 3.2382 | 2.6978 | 2.6128 | 3.4323 | 4.1778 | 2.0078 | 0.79905 | 3.3084 | 2.2992 | 3.6599 | 2.5196 | 2.8292 | 1.668 | 2.2018 | 2.0519 | 2.6624 | 3.6595 | 3.3538 | 2.0026 | 2.401 | 1.9882 | 1.6602 | 2.8029 | 2.307 | 4.114 | 3.1078 | 1.3843 | 2.2968 | 1.5778 | 0.7627 | 1.994 | 2.3024 | 1.2354 | 1.1111 | -0.37634 | 0.49379 | 0.35672 | 0.60645 | -0.63972 | 0.74748 | 2.118 | 1.4477 | 1.7952 | 2.5507 | 3.3549 | 2.7474 | 0.17973 | 0.8821 | -0.54684 | -0.50913 | -2.311 | -1.9017 | 4.4619 | 3.9008 | 6.9997 | 6.5616 | 6.8647 | 4.0233 | 1.8 | 1.5237 | 1.718 | -0.26032 | -0.80074 | -1.1625 | 0.43274 | 1.7388 | 0.60696 | 2.8706 | 0.5614 | -0.78529 | -1.8293 | 0.44051 | -2.9523 | 0.68156 | -0.66349 | 1.5844 | 5.2787 | 6.3713 | 6.5067 | 3.6122 | 3.9548 | 5.3811 | 1.523 | -1.5052 | 1.0371 | 0.49384 | -1.5534 | 1.5077 | 4.2113 | 2.7146 | 4.2766 | 2.9202 | 2.4398 | 3.2525 | 3.0567 | 2.4267 | 2.0378 | 3.604 | 3.7457 | 4.4567 | 0.063106 | 0.041975 | -1.2235 | -0.27066 | 1.0513 | -0.68665 | -0.09123 | 0.2868 | 1.1984 | -0.38427 | 1.9239 | 1.1687 | 2.0799 | 2.1823 | 1.1969 | 1.364 | 2.3463 | 1.079 | 0.12472 | 0.72667 | 0.27356 | 0.39127 | -0.82232 | 0.93232 | 4.9487 | 3.6902 | 2.3295 | 2.8196 | 2.2136 | 3.7224 | 4.4927 | 3.6477 | 2.8235 | 4.8644 | 4.561 | 3.0347 | 2.7263 | 1.4136 | 1.7892 | 2.8348 | 3.8392 | 0.66179 | 5.1538 | 2.7531 | 2.9053 | 3.1984 | 3.3748 | 2.7229 | 2.596 | 3.4146 | 2.2062 | 2.203 | 3.1455 | 1.0872 | 1.4952 | 0.53299 | 1.6261 | 1.7724 | 1.1074 | 1.2667 | 3.6857 | 3.2152 | 4.2737 | 4.6433 | 3.9785 | 3.9623 | 2.4331 | 3.1305 | 3.8008 | 4.4168 | 3.4833 | 3.7339 | 1.1456 | 2.9788 | 3.2022 | 3.6308 | 3.3408 | 3.5306 | 2.798 | 1.5669 | 3.7839 | 1.1711 | 2.5149 | 3.0701 | -0.5901 | 0.61783 | 1.3406 | -0.50142 | -1.2018 | -0.080094 | -0.59347 | -2.2523 | -0.62663 | -2.4612 | -1.8924 | -0.70549 | 2.0698 | 1.3897 | 2.8745 | 3.2761 | 1.7882 | 2.0863 | 0.73689 | 0.38414 | 0.95422 | 0.98945 | 0.15429 | -0.66511 | -0.71979 | -0.8991 | -1.9815 | -2.8233 | -3.8931 | -2.4043 | 1.7955 | 1.2722 | 1.3969 | 0.91295 | 0.40579 | 1.7557 | 2.782 | 0.29514 | 0.85966 | 0.67388 | 0.48673 | 0.26643 | -0.3107 | 1.429 | 0.1167 | 1.0199 | 0.36169 | 0.67093 | 0.059679 | 0.63273 | 1.1235 | -0.019915 | -0.85727 | 0.066584 | -3.046 | -3.6128 | -1.1594 | -2.6453 | -1.3838 | -1.4224 | -2.5784 | -2.2101 | -1.963 | -0.82688 | -0.99599 | 0.36864 | 0.40262 | -0.051982 | -3.2106 | -0.95817 | -1.9001 | -1.183 | -3.1651 | -2.3344 | -2.3389 | -2.8349 |  |  | 1.4841 | -4.7406 | 0.98055 | -1.1751 | -0.19762 | 1.5491 | -1.3976 | 0.35286 | -1.0443 | 0.51658 | 0.45196 | 1.0572 | 0.096797 | -0.32657 | 0.14504 | 0.71261 | -1.3746 | -0.77737 | -1.4828 | -0.72202 | -0.88918 | -0.49434 | -1.3123 | -0.47978 | -0.18216 | -2.0059 | 1.1926 | 1.3339 | 3.5303 | 1.1897 | 3.2639 | 0.80876 | 4.0123 | 2.598 | 2.2892 | 2.6295 | 3.6607 | 0.7475 | 3.9493 | 2.7255 | 1.9964 | 2.6271 | 6.1313 | 5.4852 | 5.4819 | 5.5307 | 6.3492 | 6.7277 | 3.0316 | 3.5264 | 2.4049 | 3.7078 | 3.3798 | 3.8048 | 3.2408 | 0.74085 | 4.342 | 3.8877 | 3.6074 | 4.1789 | 4.9097 | 5.2331 | 5.1147 | 3.6441 | 4.1509 | 3.7869 | 4.5 | 5.5831 | 5.2838 | 6.9899 | 5.5147 | 6.651 | 1.6648 | 1.8632 | 2.0928 | 2.795 | 2.1329 | 2.0652 | 4.8097 | 5.0133 | 4.2409 | 4.785 | 4.5503 | 3.6797 | 2.0473 | 1.5711 | 2.9235 | 3.4382 | 2.1228 |  | 1.6007 | 1.6367 | 1.2484 | 0.12826 | 0.7518 | -0.81514 | 2.7414 | 1.7617 | 0.77652 | 0.69884 | 1.29 | 0.81933 | 2.9124 | 2.3354 | 1.6996 | 1.3041 | 1.739 | 2.5381 | 1.8324 | 3.7201 | 2.3354 | 1.1726 | 3.7519 | 0.89171 | 3.0968 | 5.4402 | 3.9227 | 3.3925 | 4.4221 | 2.8488 | 1.7709 | 2.9984 | 3.1103 | 3.9538 | 4.2616 | 2.2289 | 2.8736 | 1.7089 | 2.9955 | 2.7379 | 3.7979 | 2.9473 | 6.1229 | 4.3955 | 3.5072 | 4.698 | 6.131 | 4.3102 | 5.204 | 4.1645 | 3.1991 | 2.479 | 4.3802 | 3.2927 | 7.1099 | 6.1741 | 4.5691 | 5.7691 | 5.7097 | 5.5728 | 2.736 | 6.6585 | 3.734 | 2.9582 | 5.1669 | 2.7523 | 5.6053 | 4.3223 | 5.5243 | 5.4322 | 4.9745 | 4.7085 | 5.6185 | 5.1392 | 4.8537 | 5.9807 | 5.2777 | 3.3751 | 4.3193 | 3.4459 | 4.47 | 4.3909 | 4.9659 | 5.4356 | -0.91594 | 2.5684 | 2.3502 | 3.8343 | 2.6686 | 3.1209 | 4.5792 | 5.5789 | 3.2778 | 2.9477 | 3.0589 | 1.7913 | 5.1146 | 5.7012 | 4.717 | 3.0049 | 2.9045 | 4.552
98% | -0.5274 | 0.49032 | 0.63684 | -0.22525 | -1.0852 | -1.7028 | 2.3256 | 3.7996 | 3.1408 | 3.6772 | 2.6634 | 2.9464 | -2.226 | -1.35 | 1.1139 | -0.41915 |  |  | 1.0291 | 1.9314 | 1.0626 | 0.8537 | 0.3805 | 0.4649 | -1.5651 | -2.0651 | -2.6062 | -1.7882 | -3.1731 | -1.3492 | 11.0901 | 12.9813 | 12.4051 | 10.8169 | 10.6755 | 9.9452 | 2.2211 | 1.4477 | 1.914 | 0.21288 | 1.4838 | 0.37039 | 1.6342 | -0.27638 | 0.81981 | 0.63091 | 0.52095 | 0.43005 | 0.57499 | 1.6949 | 1.3652 | 1.16 | 0.07459 | 0.4227 | -0.91329 | 0.29132 | -0.80948 | 1.5176 | 1.7624 | 0.90749 | 2.063 | 0.9658 | 0.041427 | 1.0482 | 0.75319 |  | 1.7179 | 3.4373 | 2.9894 | 0.90204 | 2.4456 | 2.5467 | -0.74969 | 0.48196 | 0.57905 | -2.5918 | 1.7737 | -0.25219 | 1.5804 | 1.957 | 1.0386 | 2.911 | 1.239 |  | 3.168 | 2.7757 | 3.0944 | 2.2478 | 2.4525 | 3.3494 | 4.0805 | 1.7408 | 0.43967 | 2.9547 | 1.7771 | 3.2514 | 2.018 | 2.4726 | 1.1821 | 1.924 | 1.7537 | 2.4618 | 3.498 | 2.9071 | 1.8601 | 2.0989 | 1.9173 | 1.368 | 2.7004 | 2.167 | 4.2943 | 3.0142 | 1.2813 | 2.3297 | 1.334 | 0.59335 | 1.7281 | 1.8241 | 1.0509 | 0.83894 | -1.0261 | 0.063138 | 0.054601 | 0.45 | -1.0252 | 0.38383 | 2.1083 | 0.89284 | 1.5441 | 2.4421 | 3.1907 | 2.5163 | 0.04302 | 0.68941 | -0.89974 | -0.67382 | -2.6981 | -1.8337 | 4.1343 | 3.5872 | 6.6838 | 6.564 | 7.0319 | 6.8052 | 1.5646 | 1.2815 | 2.1984 | -0.53575 | -1.0635 | -1.095 | 0.22759 | 1.7792 | 0.12282 | 2.5489 | 0.42838 | -1.0724 | -1.8017 | 0.23098 | -3.6177 | 0.70823 | -0.55712 | 1.6178 | 4.7313 | 5.9559 | 6.0491 | 3.3629 | 3.6684 | 4.9654 | 0.95066 | -2.3189 | 0.31041 | -0.028389 | -2.2953 | 0.77637 | 3.2631 | 1.8147 | 3.6383 | 2.2774 | 3.2775 | 2.6818 | 2.5288 | 2.1586 | 1.6098 | 2.9081 | 3.1857 | 4.4562 | -0.64904 | -0.037705 | -1.6259 | -0.34144 | 0.82147 | -1.5213 | -0.25336 | 0.22356 | 1.0104 | -0.94078 | 1.4307 | 0.62666 | 1.6779 | 1.8548 | 0.71645 | 0.59084 | 1.9013 | 0.65688 | -0.53018 | 0.15272 | -0.47705 | -0.30971 | -1.6399 | 0.24074 | 4.2342 | 3.1125 | 2.8709 | 4.162 | 1.3769 | 3.2222 | 3.967 | 3.3768 | 2.4922 | 5.0789 | 4.1786 | 2.8498 | 2.4385 | 1.4688 | 1.6766 | 2.9032 | 3.7285 | -0.012972 | 5.0324 | 2.4345 | 2.6725 | 3.1344 | 3.3121 | 2.4809 | 2.1763 | 2.9579 | 2.0168 | 2.0751 | 2.896 | 0.84159 | 1.088 | 0.38049 | 1.4134 | 1.4635 | 1.1771 | 0.96076 | 3.0016 | 2.4613 | 4.0394 | 4.6857 | 3.8408 | 3.5421 | 2.0303 | 2.8211 | 3.5227 | 4.3824 | 3.1983 | 3.6282 | 0.87866 | 2.8624 | 3.5371 | 3.866 | 3.4958 | 3.6752 | 2.9369 | 1.258 | 3.6802 | 0.99004 | 2.7011 | 3.1012 | -0.86603 | 0.29878 | 1.2259 | -0.61261 | -1.5215 | 0.036418 | -0.60707 | -2.2938 | -0.59261 | -2.6174 | -2.1155 | -0.74073 | 1.9405 | 1.2113 | 2.754 | 3.2395 | 1.6824 | 2.0306 | 0.24015 | 0.11074 | 0.90172 | 0.83372 | -0.01565 | -1.0216 | -1.2707 | -1.1326 | -2.4421 | -3.2766 | -4.2941 | -2.8453 | 1.4836 | 1.2886 | 1.2905 | 0.77626 | 0.1372 | 1.7507 | 2.5999 | -0.16877 | 0.45507 | 0.52335 | 0.13764 | 0.30856 | -0.52623 | 1.0108 | -0.18658 | 0.88817 | -0.026644 | 0.5293 | -0.12615 | 0.34269 | 0.92607 | -0.5385 | -1.2502 | -0.14398 | -3.1857 | -3.6906 | -0.68345 | -2.9995 | -1.7531 | -1.5895 | -2.5885 | -2.4874 | -2.2913 | -1.0431 | -1.1136 | 0.64848 | 0.27577 | -0.77649 | -3.2805 | -1.1185 | -1.8577 | -0.19021 | -3.2944 | -2.524 | -2.6175 | -3.1994 |  |  | 1.3157 | -5.5943 | 0.94552 | -1.6824 | -0.51503 | 1.2985 | -1.4857 | 0.26028 | -1.3311 | 0.19992 | 0.10736 | 1.1927 | -0.087918 | -0.51401 | 0.050686 | 0.28664 | -1.7167 | -0.67169 | -1.6946 | -0.95066 | -1.1058 | -0.60139 | -1.7206 | -0.74927 | -0.61109 | -2.5968 | 0.64128 | 1.0708 | 3.8395 | 1.0218 | 3.1607 | 0.40115 | 3.7285 | 2.2643 | 2.3055 | 2.5523 | 3.5233 | 0.36055 | 3.6694 | 2.4627 | 1.7093 | 2.5507 | 5.7387 | 5.2216 | 5.1262 | 5.0957 | 6.1801 | 6.5358 | 2.8593 | 2.7993 | 1.6835 | 3.5625 | 2.9238 | 3.397 | 3.249 | 0.30058 | 4.4103 | 3.4998 | 3.2707 | 3.4248 | 4.6239 | 5.2811 | 5.2856 | 3.4924 | 4.0925 | 3.5516 | 4.021 | 5.2473 | 5.0295 | 6.743 | 5.1403 | 6.538 | 1.4084 | 2.0578 | 2.017 | 2.5067 | 2.3496 | 1.9539 | 4.8109 | 4.4413 | 4.2651 | 4.5991 | 4.9284 | 3.4182 | 1.569 | 1.2023 | 2.6353 | 3.275 | 1.7258 |  | 1.4425 | 1.7066 | 0.76969 | 0.084498 | 0.51201 | -1.0336 | 2.5544 | 1.5081 | 0.43354 | 0.29619 | 1.0066 | 0.47116 | 2.593 | 2.2444 | 1.338 | 1.1107 | 1.3354 | 2.4273 | 1.6046 | 3.4308 | 2.3425 | 1.0237 | 3.1697 | 0.64758 | 3.0239 | 5.1076 | 4.2482 | 3.1264 | 4.1646 | 2.6058 | 1.5442 | 2.674 | 2.9453 | 3.6512 | 3.7764 | 1.9006 | 2.3808 | 1.4857 | 2.8208 | 2.2067 | 3.148 | 2.7397 | 5.8666 | 4.1863 | 3.4804 | 4.3898 | 5.7459 | 3.902 | 4.8504 | 3.8764 | 2.442 | 2.1272 | 4.14 | 2.7675 | 6.8281 | 5.8975 | 4.4503 | 5.6917 | 5.4457 | 5.3535 | 2.2466 | 6.3011 | 3.555 | 2.8077 | 4.9251 | 2.5895 | 5.3395 | 3.6371 | 5.4019 | 5.1253 | 4.6678 | 4.136 | 5.2014 | 5.1246 | 4.9023 | 5.3377 | 4.792 | 2.613 | 4.021 | 2.8491 | 3.9576 | 4.061 | 4.4552 | 4.9862 | -1.7757 | 3.0478 | 2.2559 | 3.4039 | 2.2813 | 2.6109 | 4.3335 | 5.0576 | 3.3957 | 3.1513 | 2.7531 | 1.237 | 4.8566 | 5.4471 | 4.3661 | 2.6134 | 3.0446 | 4.2633
99% | -0.5878 | 0.85699 | 0.80527 | -0.56114 | -0.99147 | -1.7431 | 3.7716 | 3.5944 | 3.145 | 3.4447 | 2.2826 | 4.8245 | -2.2348 | -1.2777 | 1.4574 | -0.39388 |  |  | 0.99589 | 1.4086 | 0.61786 | 0.88332 | 0.17166 | -0.08216 | -1.5871 | -2.0196 | -2.6836 | -1.6936 | -3.3327 | -1.1919 | 10.916 | 12.4449 | 9.1754 | 10.9468 | 12.2402 | 9.9428 | 2.17 | 1.1108 | 1.7219 | 0.19273 | 1.5088 | 0.29778 | 1.3855 | -0.28757 | 0.78848 | 0.48315 | 0.55269 | 0.24046 | 0.749 | 1.6852 | 1.1668 | 1.4225 | -0.3466 | 0.5533 | -1.5181 | -0.50828 | -1.5794 | 0.62701 | 1.0515 | 0.55666 | 1.3441 | 0.21356 | -0.25625 | 0.21654 | 0.18312 |  | 1.2097 | 3.0072 | 3.3064 | 0.54983 | 2.1816 | 2.3862 | -0.84447 | 0.07218 | -0.20563 | -3.0358 | 1.3127 | -0.96965 | 1.293 | 1.4423 | 0.37934 | 2.0328 | 0.53902 |  | 2.8105 | 1.9387 | 2.6624 | 1.6075 | 1.9175 | 2.8423 | 3.4917 | 1.4446 | 0.21106 | 2.6515 | 1.2463 | 2.8056 | 1.3431 | 2.0986 | 0.66635 | 1.4025 | 1.2213 | 1.9129 | 3.3734 | 2.635 | 1.5432 | 1.8635 | 2.0502 | 1.1229 | 2.6759 | 1.6032 | 4.2612 | 2.4634 | 1.0809 | 2.2624 | 1.0135 | 0.023487 | 1.2305 | 0.69304 | 0.44493 | 0.045324 | -1.8087 | -0.67904 | -0.49361 | 0.1504 | -2.077 | -0.12715 | 1.8301 | 0.44871 | 1.5965 | 2.0634 | 3.3492 | 2.0758 | -0.21613 | 0.2337 | -1.3301 | -0.8637 | -3.0377 | -1.912 | 3.7773 | 3.1922 | 8.8431 | 9.0179 | 9.1435 | 7.8897 | 1.2395 | 0.73512 | 2.3333 | -0.95765 | -1.4455 | -1.1323 | 0.0061667 | 1.5928 | -0.30119 | 2.0821 | 0.18292 | -1.3557 | -2.1455 | -0.15041 | -4.1998 | 0.42201 | -0.44231 | 1.4573 | 3.513 | 5.3828 | 5.5111 | 2.9138 | 3.113 | 4.4414 | 0.3633 | -2.9555 | -0.58973 | -0.81442 | -3.1959 | -0.096331 | 2.3023 | 0.65844 | 2.8369 | 1.3116 | 2.7959 | 2.0596 | 2.0588 | 1.9216 | 0.68776 | 1.7038 | 2.4499 | 4.4762 | -1.5005 | -0.12173 | -1.9313 | -0.32993 | 0.40856 | -2.3939 | 1.2251 | 1.5539 | 0.7628 | -1.6736 | 0.8093 | 0.41192 | 0.90056 | 1.6936 | 0.13355 | 0.20324 | 1.8541 | 0.20143 | -1.5796 | -0.66604 | -1.4038 | -1.445 | -2.7937 | -0.59524 | 3.1673 | 2.3967 | 2.2381 | 3.6191 | 0.42645 | 2.4968 | 3.3286 | 2.9215 | 2.0732 | 5.0796 | 3.8564 | 2.5748 | 1.8188 | 1.3899 | 1.3876 | 2.7437 | 3.5674 | -0.7074 | 5.2948 | 1.9033 | 2.356 | 3.1624 | 3.1014 | 2.4358 | 1.8731 | 2.4704 | 1.695 | 1.7406 | 2.5334 | 0.69632 | 0.62333 | 0.11486 | 1.1774 | 1.0814 | 1.1848 | 0.59048 | 2.3775 | 1.8054 | 3.7594 | 4.457 | 3.4475 | 3.6004 | 1.6671 | 2.3374 | 3.1641 | 4.173 | 2.7704 | 3.6052 | 0.73426 | 2.6738 | 3.7316 | 4.2582 | 3.4025 | 3.6529 | 2.8551 | 0.9601 | 3.7066 | 0.73004 | 3.0891 | 2.9049 | -1.2795 | 0.018194 | 1.0208 | -0.73876 | -2.5015 | 0.51357 | -0.50385 | -2.3655 | -0.57842 | -2.8749 | -2.3614 | -0.8169 | 1.9917 | 1.1615 | 2.6513 | 2.9421 | 1.464 | 1.9144 | -0.26811 | -0.26185 | 0.65284 | 0.58816 | -0.38028 | -1.3706 | -1.7965 | -1.4879 | -2.8623 | -3.7832 | -4.6104 | -3.2171 | 1.1459 | 1.1493 | 1.0593 | 0.53561 | -0.18138 | 1.6087 | 2.2627 | -0.43952 | 0.16099 | 0.41997 | -0.083185 | 0.31304 | -0.78149 | 0.74323 | -0.34955 | 0.58232 | -0.36182 | 0.33492 | -0.36905 | 0.099265 | 0.81 | -0.74558 | -1.6245 | -0.35097 | -3.3722 | -3.9523 | -0.079075 | -3.5797 | -2.4208 | -1.7537 | -2.5925 | -2.7985 | -2.5868 | -1.2972 | -1.3473 | 1.1355 | 0.14679 | -1.3643 | -3.4738 | -1.3386 | -1.8666 | 2.7324 | -3.5512 | -2.7876 | -2.8931 | -3.4821 |  |  | 1.0455 | -6.3711 | 0.92721 | -2.356 | -0.96147 | 0.9827 | -1.1218 | 0.95328 | -1.7107 | 0.23186 | -0.28797 | 0.81893 | -0.41674 | -0.73957 | -0.19304 | -0.2417 | -2.1381 | -0.51959 | -2.1008 | -1.169 | -1.4105 | -0.7617 | -2.1868 | -0.99079 | -1.0012 | -3.4287 | 0.088683 | 0.78182 | 4.0747 | 0.48793 | 3.0265 | -0.022441 | 3.2283 | 1.7245 | 2.2586 | 2.4192 | 3.2774 | -0.090633 | 3.2902 | 1.9876 | 1.2793 | 2.4179 | 5.0588 | 4.568 | 4.4835 | 4.3727 | 5.7805 | 6.0265 | 2.6001 | 1.9954 | 1.0562 | 3.362 | 2.3107 | 2.877 | 3.2924 | -0.60706 | 4.3104 | 2.8669 | 2.7857 | 2.4621 | 4.3279 | 4.8879 | 5.1494 | 3.101 | 3.7521 | 2.9625 | 3.421 | 4.6337 | 4.6128 | 6.1856 | 4.3132 | 6.0163 | 0.6037 | 2.3777 | 1.5224 | 2.051 | 2.4957 | 1.5369 | 4.6818 | 3.8962 | 4.0631 | 4.1942 | 4.9203 | 3.1271 | 1.0092 | 0.96599 | 2.2101 | 2.9928 | 1.2383 |  | 1.3142 | 1.8022 | 0.49661 | 0.20062 | 0.19937 | -1.2436 | 2.4432 | 1.6855 | 0.14433 | 0.26906 | 0.64182 | 0.46082 | 2.2773 | 2.1916 | 0.90425 | 0.88323 | 1.0309 | 2.285 | 1.2932 | 3.016 | 2.3819 | 0.83284 | 2.1836 | 0.44064 | 3.1904 | 4.5761 | 4.608 | 3.2918 | 3.8618 | 2.4782 | 1.4659 | 2.3036 | 2.7205 | 3.1995 | 3.2278 | 1.5164 | 1.6861 | 1.1218 | 2.4286 | 1.5835 | 2.4261 | 2.4521 | 5.5545 | 4.0636 | 3.3663 | 4.1287 | 5.4971 | 3.4776 | 4.2537 | 3.1958 | 1.4895 | 1.8474 | 3.8448 | 2.2746 | 6.4995 | 5.5574 | 3.9161 | 5.4313 | 4.9542 | 4.8637 | 1.7546 | 5.85 | 3.1788 | 2.4871 | 4.4167 | 2.3087 | 4.9933 | 2.9668 | 5.0694 | 4.6605 | 3.8972 | 3.6553 | 4.8236 | 4.9166 | 4.9139 | 4.6398 | 4.1448 | 1.5782 | 3.5139 | 2.1978 | 3.1705 | 3.7174 | 3.8508 | 4.3881 | -2.7836 | 3.5859 | 1.8218 | 2.5129 | 1.9014 | 1.9353 | 3.9522 | 4.2584 | 3.3648 | 3.827 | 2.319 | 0.8297 | 4.2615 | 5.0489 | 3.9116 | 2.3142 | 3.0826 | 3.953
100% | -0.68283 | 1.0944 | 0.29823 | -0.79955 | -0.89441 | -1.8566 | 3.3802 | 3.254 | 2.3237 | 3.0772 | 1.5243 | 5.1146 | -2.6926 | -1.3043 | 1.5219 | -0.56949 |  |  | 0.64769 | 0.96538 | 0.044627 | 0.8165 | -0.2174 | -0.76814 | -2.0399 | -2.6317 | -2.794 | -1.337 | -3.5745 | -1.1619 | 10.454 | 11.8466 | 8.2239 | -1.1167 | 12.1088 | 11.2996 | 1.9024 | 0.71682 | 1.3966 | 0.072262 | 1.01 | -0.37755 | 1.0697 | -0.13301 | 0.47279 | 0.42609 | 0.35128 | -0.20131 | 0.68593 | 1.3981 | 0.7075 | 1.1556 | -2.9383 | 0.019647 | -1.9433 | -1.5534 | -2.4324 | 0.1178 | -0.18445 | 0.021292 | 0.54394 | -0.60398 | -0.59179 | -0.92443 | -0.48583 |  | 0.64393 | 2.4397 | 4.4557 | 0.12661 | 1.7995 | 2.1764 | 0.036362 | -0.2781 | -1.0747 | -3.8946 | 0.73584 | -1.7258 | 1.3071 | 0.95818 | 0.072418 | 0.99931 | 0.12349 |  | 2.328 | 1.7223 | 2.4648 | 1.1187 | 1.5327 | 2.6086 | 3.0912 | 1.0304 | -0.19086 | 1.9586 | 0.73962 | 2.079 | 0.47109 | 1.4324 | -0.063528 | 0.81306 | 0.45034 | 1.2717 | 2.9906 | 2.3315 | 0.99818 | 1.2651 | 1.528 | 0.86096 | 2.5248 | 0.97189 | 4.0052 | 1.4039 | 0.22703 | 1.9073 | 0.55189 | -1.0174 | 0.014228 | -0.50698 | -0.1911 | -0.48062 | -2.9776 | -2.4704 | -1.8884 | -0.38315 | -3.2098 | -1.3564 | 1.926 | -0.064078 | 1.1308 | 1.393 | 2.9825 | 1.515 | -0.70591 | -0.38475 | -2.0477 | -1.3191 | -3.3236 | -1.9934 | 3.4258 | 5.4572 | 8.5195 | 9.106 | 8.9352 | 5.9637 | 0.13572 | -0.72373 | 2.1178 | -1.4718 | -1.9793 | -1.3539 | -0.36781 | 0.9448 | -0.93551 | 1.4383 | -0.26018 | -1.6199 | -2.785 | -1.1959 | -4.955 | -0.25267 | -0.7914 | 1.0443 | 2.1844 | 4.8473 | 3.9084 | 2.4297 | 2.0947 | 3.5844 | -0.45947 | -4.9527 | -2.0952 | -1.4189 | -4.5263 | -1.5856 | 1.1001 | -0.60511 | 1.6605 | 2.9985 | 1.4579 | 7.2029 | 0.90464 | -2.3006 | 0.030429 | 0.75691 | 1.8974 | 0.78339 | -2.5622 | -0.59461 | -2.7219 | -0.47381 | -0.10099 | -3.1239 | 1.2782 | 2.2523 | 6.1185 | 0.48571 | 1.0466 | 0.85457 | 3.2359 | 1.6573 | -0.96805 | -1.2066 | 1.0709 | -0.34121 | -2.3964 | -1.5169 | -2.3983 | -2.257 | -4.449 | -1.999 | 2.0035 | 7.3921 | 1.5117 | 1.8979 | -1.0058 | 0.83503 | 2.5266 | 1.7313 | 0.88375 | 5.1482 | 2.9291 | 2.0389 | 0.73285 | 1.1233 | 0.92159 | 2.1661 | 2.9449 | -1.5348 | 4.7761 | 1.364 | 1.6676 | 2.8157 | 2.664 | 2.174 | 1.5893 | 1.7757 | 1.0751 | 1.2628 | 1.9273 | 0.32298 | -0.24765 | -0.36398 | 0.88051 | 0.38773 | 1.0762 | 0.22172 | 1.7822 | 1.0355 | 3.9286 | 4.0079 | 2.9017 | 3.2036 | 1.27 | 1.6477 | 2.7076 | 3.9309 | 2.2407 | 3.286 | 0.31479 | 2.3427 | 3.6953 | 4.5293 | 3.3351 | 3.441 | 3.0616 | 0.57543 | 3.2791 | 0.52739 | 3.1829 | 2.5409 | -1.6341 | -0.32262 | 0.70248 | -1.0679 | -3.5872 | -1.6988 | -0.47509 | -2.4655 | -0.59784 | -3.2164 | -2.5756 | -0.9616 | 1.7313 | 0.97069 | 2.4693 | 2.7311 | 1.0242 | 1.9942 | -0.90222 | -0.77235 | 0.021989 | -0.038274 | -0.72911 | -1.7657 | -2.3584 | -1.8908 | -3.2109 | -4.1829 | -4.7056 | -3.4773 | 0.81854 | 0.62891 | 0.62903 | 0.11102 | -0.51442 | 1.2939 | 1.8438 | -0.84097 | -0.30973 | 0.36331 | -0.43845 | 0.38219 | -1.094 | 0.41683 | -0.73341 | 0.14435 | -0.78342 | 0.050492 | -0.57341 | -0.0089222 | 0.61154 | -1.0204 | -1.6473 | -0.27041 | -3.7257 | -4.3983 | 0.80243 | -4.4933 | -3.1678 | -2.1794 | -2.7431 | -3.548 | -3.234 | -1.7687 | -1.8538 | 1.4551 | -0.2443 | -1.74 | -3.5687 | -1.4541 | -1.7873 | 7.9418 | -3.8512 | -3.4281 | -3.1788 | -3.8759 |  |  | 1.0268 | -6.9958 | 0.84139 | -2.8948 | -1.5409 | 0.45427 | -0.94345 | 2.5201 | -1.9297 | -0.46929 | -0.92984 | 0.4679 | -1.106 | -1.1339 | -0.63515 | -0.98598 | -2.8428 | -0.57294 | -2.5993 | -1.6804 | -1.5392 | -1.0138 | -2.7605 | -1.4648 | -1.404 | -4.872 | -0.49033 | 0.2205 | 3.8722 | -0.053959 | 2.7487 | -0.67366 | 2.6234 | 1.1551 | 2.2696 | 1.9981 | 2.7635 | -0.67367 | 2.573 | 1.3779 | 0.36881 | 1.9981 | 3.4343 | 3.2372 | 3.1907 | 2.9122 | 4.9659 | 5.0796 | 1.899 | 1.1946 | 0.51295 | 3.0387 | 1.5431 | 2.248 | 3.4226 | -1.5583 | 4.1996 | 1.3978 | 2.0898 | 1.8077 | 3.6534 | 3.9744 | 4.8019 | 2.6549 | 3.2217 | 2.326 | 2.4567 | 3.3359 | 3.3483 | 4.9509 | 2.8642 | 4.8915 | 0.027978 | 2.8293 | 1.1041 | 0.99243 | 2.4969 | 0.42365 | 4.3386 | 2.8801 | 3.5599 | 3.2095 | 4.7425 | 2.7017 | 0.39417 | 0.76612 | 1.7694 | 2.721 | 0.77504 |  | 1.1949 | 2.0166 | 0.17337 | 0.19096 | -0.28509 | -1.4476 | 2.1758 | 1.4478 | -0.13806 | 0.66673 | 0.55914 | 1.5566 | 1.9629 | 1.9294 | 0.56644 | 0.60857 | 0.70226 | 1.9836 | 0.82078 | 2.4724 | 2.2792 | 0.43769 | 1.3169 | 0.14613 | 2.8258 | 3.7707 | 5.2151 | 5.9376 | 3.4629 | 2.3641 | 1.084 | 1.8879 | 2.332 | 2.5887 | 2.5326 | 1.0437 | 0.88988 | 0.56562 | 1.7843 | 0.86307 | 1.5166 | 2.1314 | 5.1234 | 3.7419 | 3.3091 | 3.7974 | 4.6373 | 2.795 | 3.3753 | 2.4377 | 0.017464 | 1.3763 | 2.9087 | 1.4846 | 5.0133 | 4.7769 | 3.2462 | 4.9801 | 4.1195 | 4.0954 | 0.99767 | 4.9571 | 2.347 | 2.3148 | 3.6804 | 1.8636 | 4.2937 | 2.1768 | 4.3773 | 4.1581 | 3.3531 | 2.8403 | 3.4548 | 4.5975 | 5.2882 | 3.7128 | 3.3099 | 0.26647 | 2.8541 | 1.4873 | 2.296 | 3.0135 | 3.1051 | 3.3924 | -3.34 | 3.7142 | 1.2094 | 1.4022 | 0.91095 | 0.99075 | 3 | 3.0886 | 3.0668 | 4.5811 | 1.7847 | -0.11753 | 3.1789 | 3.8085 | 3.2762 | 1.9975 | 3.2914 | 3.2516

## Session averages
Participant | Participant 1 | [8 empty] | Participant 2 | [8 empty] | Participant 3 | [8 empty] | Participant 4 | [8 empty] | Participant 5 | [8 empty] | Participant 6 | [8 empty] | Participant 7 | [8 empty] | Participant 8 | [8 empty] | Participant 9 | [8 empty] | Participant 10 | [8 empty] | All participants
Day | Day 1 |  |  | Day 2 |  |  | Day 3 |  |  | Day 1 |  |  | Day 2 |  |  | Day 3 |  |  | Day 1 |  |  | Day 2 |  |  | Day 3 |  |  | Day 1 |  |  | Day 2 |  |  | Day 3 |  |  | Day 1 |  |  | Day 2 |  |  | Day 3 |  |  | Day 1 |  |  | Day 2 |  |  | Day 3 |  |  | Day 1 |  |  | Day 2 |  |  | Day 3 |  |  | Day 1 |  |  | Day 2 |  |  | Day 3 |  |  | Day 1 |  |  | Day 2 |  |  | Day 3 |  |  | Day 1 |  |  | Day 2 |  |  | Day 3 |  |  | All Days
Assessor | A1 | A2 | A3 | A1 | A2 | A3 | A1 | A2 | A3 | A1 | A2 | A3 | A1 | A2 | A3 | A1 | A2 | A3 | A1 | A2 | A3 | A1 | A2 | A3 | A1 | A2 | A3 | A1 | A2 | A3 | A1 | A2 | A3 | A1 | A2 | A3 | A1 | A2 | A3 | A1 | A2 | A3 | A1 | A2 | A3 | A1 | A2 | A3 | A1 | A2 | A3 | A1 | A2 | A3 | A1 | A2 | A3 | A1 | A2 | A3 | A1 | A2 | A3 | A1 | A2 | A3 | A1 | A2 | A3 | A1 | A2 | A3 | A1 | A2 | A3 | A1 | A2 | A3 | A1 | A2 | A3 | A1 | A2 | A3 | A1 | A2 | A3 | A1 | A2 | A3 | A1 | A2 | A3
Trial | mean | mean | mean | mean | mean | mean | mean | mean | mean | mean | mean | mean | mean | mean | mean | mean | mean | mean | mean | mean | mean | mean | mean | mean | mean | mean | mean | mean | mean | mean | mean | mean | mean | mean | mean | mean | mean | mean | mean | mean | mean | mean | mean | mean | mean | mean | mean | mean | mean | mean | mean | mean | mean | mean | mean | mean | mean | mean | mean | mean | mean | mean | mean | mean | mean | mean | mean | mean | mean | mean | mean | mean | mean | mean | mean | mean | mean | mean | mean | mean | mean | mean | mean | mean | mean | mean | mean | mean | mean | mean | mean | mean | mean
0% | -0.25377 | 1.8379 | -1.8279 | -0.61406 | -3.0088 | 9.1818 | 0.35458 | -1.284 | -0.16268 | -1.2865 | -1.7279 | 0.27352 | -2.1472 | 0.17595 | 0.51234 | 0.47571 | -0.58315 | -0.13443 | 1.4822 | -1.5643 | -3.2015 | -0.015062 | -2.0519 | 3.7679 | -1.294 | -0.7863 | -3.0737 | 3.9106 | -4.3028 | -0.312 | -1.7718 | -3.1743 | -0.32724 | -2.0507 | -2.9976 | -1.1322 | 0.73034 | -0.54245 | 1.3579 | 0.63184 | 0.188 | 1.5525 | 2.4199 | 1.5189 | 1.3356 | -1.5126 | -2.4127 | 0.45963 | -1.5299 | -3.7029 | 0.33052 | -0.21232 | -1.8125 | -1.3878 | -2.402 | -3.0792 | -1.7575 | -1.8389 | -0.855 | -2.0583 | -3.1233 | -1.4532 | -1.6766 | 0.93447 | 0.73604 | 2.5881 | 0.97387 | 0.97351 | 1.8171 | 3.3472 | -0.14542 | 1.5128 | 0.51 | -0.40308 | 0.26802 | 0.63558 | -0.25612 | 0.73745 | 0.89549 | 0.44104 | 3.3847 | 1.3341 | 3.7667 | 1.9746 | 2.949 | 2.2449 | 1.7741 | 0.1256 | 1.2395 | 2.1632 | -0.098303 | -0.91187 | 0.45078
1% | -1.038 | 1.197 | -2.1555 | -1.276 | -3.4581 | 7.8062 | -0.42491 | -1.8853 | -0.72144 | -2.1455 | -2.5851 | -0.59453 | -3.1314 | -0.61639 | -0.23552 | -0.38161 | -1.1855 | -1.0517 | 0.6734 | -2.5857 | -3.9926 | -0.65217 | -2.585 | 3.5234 | -1.8774 | -1.6075 | -3.4977 | 2.4241 | -5.3224 | -1.412 | -3.2444 | -4.4823 | -2.0292 | -3.29 | -4.1537 | -2.1797 | -0.43057 | -1.6271 | 0.10525 | -0.34311 | -0.54624 | 0.56853 | 1.303 | 0.83658 | 0.61132 | -1.8868 | -2.9501 | -0.19948 | -2.0387 | -4.2178 | -0.40604 | -0.80166 | -2.2681 | -1.9734 | -3.1985 | -3.8217 | -2.4391 | -2.552 | -1.5428 | -2.954 | -3.6096 | -2.188 | -2.083 | -0.10057 | -0.25539 | 1.2377 | -0.15831 | 0.18079 | 0.76402 | 2.0632 | -1.2598 | 0.34631 | 0.51 | -0.91366 | -0.77684 | 0.15133 | -0.88222 | 0.092669 | 0.096701 | -0.27172 | 2.3789 | -0.48258 | 2.2697 | 0.54305 | 2.061 | 0.95651 | 0.54229 | -0.91184 | -0.050917 | 0.77506 | -0.97156 | -1.7333 | -0.44641
2% | -1.6562 | 0.70062 | -2.44 | -1.8169 | -3.7964 | 6.8379 | -1.0033 | -2.3591 | -1.1583 | -2.8217 | -3.3289 | -1.3621 | -3.7221 | -1.1956 | -0.94778 | -1.09 | -1.8525 | -1.8577 | 0.0035303 | -3.2715 | -4.4806 | -1.1343 | -2.8687 | 3.1318 | -2.2682 | -2.108 | -3.6881 | 1.1648 | -5.9671 | -2.3885 | -4.4356 | -5.4964 | -3.2358 | -4.0392 | -5.074 | -3.3102 | -1.3441 | -2.4833 | -0.82522 | -1.1093 | -1.0951 | -0.38968 | 0.37217 | 0.36751 | 0.094021 | -2.2515 | -3.2962 | -0.64108 | -2.4167 | -4.616 | -1.1683 | -1.2652 | -2.631 | -2.344 | -3.6729 | -4.3097 | -2.9006 | -3.0839 | -2.1226 | -3.5838 | -3.9581 | -2.7438 | -2.3736 | -0.84876 | -1.2533 | 0.26997 | -0.92028 | -0.53219 | 0.033412 | 1.0086 | -2.0378 | -0.53073 | -0.31266 | -1.3423 | -1.5043 | -0.37015 | -1.3605 | -0.34356 | -0.49663 | -0.79748 | 1.6782 | -1.9277 | 0.90587 | -0.63116 | 1.2697 | -0.094407 | -0.57456 | -1.7534 | -1.107 | -0.3914 | -1.6639 | -2.3683 | -1.1508
3% | -2.1565 | 0.28056 | -2.4602 | -2.1739 | -3.9896 | 5.413 | -1.3501 | -2.5928 | -1.4382 | -3.2756 | -3.7458 | -1.8609 | -4.274 | -1.5835 | -1.2265 | -1.4424 | -2.2529 | -2.2655 | -0.38752 | -3.5709 | -4.609 | -1.4908 | -2.9419 | 3.0341 | -2.411 | -2.4053 | -3.7282 | 0.14911 | -6.3098 | -3.1369 | -5.0501 | -6.237 | -4.362 | -4.6947 | -5.6637 | -4.0413 | -1.9214 | -2.9716 | -1.5122 | -1.6938 | -1.4263 | -1.0954 | -0.33181 | 0.096384 | -0.33012 | -2.4248 | -3.4976 | -0.92769 | -2.6555 | -4.8131 | -1.6292 | -1.603 | -2.8562 | -2.6056 | -4.0269 | -4.4677 | -3.1059 | -3.3292 | -2.4328 | -3.8942 | -4.2028 | -3.1798 | -2.4371 | -1.3653 | -1.7908 | -0.51102 | -1.6033 | -1.1659 | -0.75896 | 0.17813 | -2.7026 | -1.182 | -1.0967 | -1.6111 | -2.2265 | -0.62552 | -1.662 | -0.67787 | -0.96549 | -1.1313 | 1.1645 | -3.0389 | 0.025823 | -1.6346 | 0.40716 | -0.96982 | -1.4033 | -2.3056 | -1.8269 | -1.2389 | -2.163 | -2.7604 | -1.6531
4% | -2.4699 | -0.10865 | -2.337 | -2.3544 | -3.9618 | 4.0815 | -1.4923 | -2.6823 | -1.5608 | -3.4245 | -3.9657 | -2.154 | -4.4544 | -1.8162 | -1.3225 | -1.6063 | -2.3661 | -2.3818 | -0.58651 | -3.7169 | -4.4029 | -1.6072 | -2.7845 | 3.0964 | -2.4107 | -2.4715 | -3.451 | -0.55704 | -6.4709 | -3.4254 | -5.6701 | -6.7372 | -5.1238 | -5.0678 | -5.8109 | -4.3051 | -2.2021 | -3.1945 | -1.8829 | -2.082 | -1.5768 | -1.4876 | -0.92178 | 0.035835 | -0.53838 | -2.5015 | -3.4452 | -1.0723 | -2.6754 | -4.8329 | -1.9002 | -1.727 | -2.9011 | -2.7178 | -4.0051 | -4.4455 | -3.0519 | -3.2823 | -2.5447 | -4.1613 | -4.0904 | -3.2923 | -2.3559 | -1.5577 | -2.099 | -1.0024 | -2.2156 | -1.5355 | -1.214 | -0.6219 | -3.0982 | -1.6017 | -1.7012 | -1.7598 | -2.5349 | -0.80226 | -1.7919 | -0.87804 | -1.2672 | -1.233 | 0.6272 | -3.8276 | -0.67411 | -2.3086 | -0.36855 | -1.6522 | -2.142 | -2.5786 | -2.2867 | -1.8666 | -2.4419 | -2.941 | -1.9212
5% | -2.5723 | -0.25907 | -2.0057 | -2.353 | -3.8024 | 3.6841 | -1.4385 | -2.5653 | -1.5078 | -3.2854 | -3.9223 | -2.1014 | -4.3424 | -1.8373 | -1.3438 | -1.5101 | -2.254 | -2.2606 | -0.55914 | -3.5544 | -3.8959 | -1.5145 | -2.3771 | 3.1156 | -2.0618 | -2.3149 | -2.9616 | -0.9534 | -6.3072 | -3.6655 | -5.8747 | -7.1296 | -6.0205 | -5.1516 | -5.8068 | -4.2178 | -2.2279 | -3.1504 | -1.9553 | -2.1989 | -1.523 | -1.618 | -1.2811 | 0.15431 | -0.58655 | -2.3506 | -3.2832 | -1.0201 | -2.4806 | -4.643 | -1.9207 | -1.703 | -2.7485 | -2.737 | -3.728 | -4.0688 | -2.7466 | -3.0221 | -2.4211 | -4.0357 | -3.7174 | -3.1541 | -2.0097 | -1.6286 | -2.0989 | -1.1809 | -2.4995 | -1.7331 | -1.3995 | -0.90915 | -3.284 | -1.6918 | -1.9444 | -1.6971 | -2.5539 | -0.76723 | -1.7297 | -0.90794 | -1.2748 | -1.1393 | 0.45702 | -4.19 | -1.006 | -2.6653 | -0.73664 | -1.9776 | -2.5669 | -2.619 | -2.506 | -2.2367 | -2.4485 | -2.8837 | -1.9391
6% | -2.5316 | -0.2822 | -1.5727 | -2.1688 | -3.4589 | 3.4944 | -1.1839 | -2.2747 | -1.3329 | -2.9544 | -3.6516 | -1.8707 | -4.0639 | -1.6476 | -1.1265 | -1.2314 | -1.9625 | -1.932 | -0.24603 | -3.0453 | -3.1655 | -1.1516 | -1.7026 | 3.3201 | -1.4679 | -1.8484 | -2.2446 | -1.0444 | -5.7959 | -3.4496 | -5.7638 | -7.242 | -6.6261 | -4.9553 | -5.4513 | -3.9412 | -2.0017 | -2.8862 | -1.8099 | -2.1423 | -1.2627 | -1.5431 | -1.3558 | 0.50665 | -0.48788 | -2.0548 | -2.9779 | -0.77577 | -2.1182 | -4.2489 | -1.7132 | -1.4305 | -2.4284 | -2.4846 | -3.2433 | -3.4811 | -2.3576 | -2.5674 | -2.043 | -3.5919 | -3.166 | -2.7581 | -1.419 | -1.3819 | -1.8697 | -1.0664 | -2.6303 | -1.708 | -1.3872 | -0.89963 | -3.133 | -1.5671 | -2.0126 | -1.4498 | -2.7743 | -0.60767 | -1.4763 | -0.6866 | -1.0866 | -0.85313 | 0.69873 | -4.4126 | -1.0798 | -2.824 | -0.85826 | -2.1174 | -2.6977 | -2.4542 | -2.4443 | -2.3458 | -2.2398 | -2.5949 | -1.7499
7% | -2.3343 | -0.009134 | -0.97942 | -1.8574 | -2.9922 | 3.2708 | -0.83128 | -1.8406 | -1.0453 | -2.4127 | -3.0661 | -1.4832 | -3.5591 | -1.2482 | -0.77058 | -0.74731 | -1.4767 | -1.3982 | 0.22776 | -2.3315 | -2.2083 | -0.61273 | -0.90284 | 3.751 | -0.62381 | -1.2401 | -1.3534 | -1.4307 | -5.0415 | -3.4242 | -5.469 | -7.0317 | -6.3456 | -4.3476 | -4.727 | -3.3776 | -1.5282 | -2.4097 | -1.4405 | -1.8754 | -0.80614 | -1.2714 | -1.2434 | 1.0121 | -0.2098 | -1.5984 | -2.4026 | -0.40494 | -1.5731 | -3.6758 | -1.2879 | -1.0154 | -1.9502 | -2.0857 | -2.5465 | -2.7162 | -1.7817 | -1.9775 | -1.4387 | -2.9822 | -2.4231 | -2.1594 | -0.66025 | -0.9705 | -1.4253 | -0.74402 | -2.4475 | -1.5196 | -1.1122 | -0.62985 | -2.8242 | -1.1634 | -1.8881 | -1.0668 | -2.6967 | -0.33234 | -1.1035 | -0.24379 | -0.72464 | -0.45799 | 1.0798 | -4.3541 | -0.98275 | -2.7587 | -0.88673 | -2.1546 | -2.6572 | -2.087 | -2.2307 | -2.2165 | -1.8498 | -2.1141 | -1.3614
8% | -1.9934 | 0.3323 | -0.31011 | -1.3455 | -2.4363 | 2.938 | -0.32004 | -1.3343 | -0.57767 | -1.6976 | -2.3854 | -0.88743 | -2.8583 | -0.78627 | -0.21234 | -0.095802 | -0.80035 | -0.70238 | 0.85876 | -1.4253 | -1.0914 | 0.0368 | 0.0084106 | 4.3737 | 0.3693 | -0.4254 | -0.35669 | -0.8949 | -4.2013 | -3.1168 | -4.6663 | -6.6132 | -6.043 | -3.7152 | -3.9807 | -2.6489 | -0.87036 | -1.77 | -0.88018 | -1.4107 | -0.21938 | -0.79567 | -0.94207 | 1.6718 | 0.19368 | -1.0322 | -1.7332 | 0.10858 | -0.87845 | -2.9563 | -0.70049 | -0.46247 | -1.3156 | -1.5474 | -1.746 | -1.7773 | -1.0369 | -1.1866 | -0.65594 | -2.2206 | -1.5106 | -1.4147 | 0.28978 | -0.35182 | -0.80137 | -0.11309 | -2.1065 | -1.0698 | -0.65233 | -0.14242 | -2.3618 | -0.61501 | -1.7268 | -0.59992 | -2.2791 | 0.11446 | -0.57512 | 0.29521 | -0.21715 | 0.049586 | 1.6241 | -4.0103 | -0.647 | -2.458 | -0.64828 | -1.8676 | -2.3897 | -1.6222 | -1.8086 | -1.9941 | -1.2676 | -1.483 | -0.80874
9% | -1.5367 | 0.76069 | 0.38101 | -0.74658 | -1.6959 | 3.078 | 0.25085 | -0.67944 | -0.059585 | -0.86475 | -1.5447 | -0.13421 | -1.9496 | -0.021423 | 0.4677 | 0.66975 | 0.030308 | 0.11358 | 1.6549 | -0.38366 | 0.10521 | 0.88891 | 0.99677 | 5.1484 | 1.4803 | 0.52242 | 0.74641 | -0.47024 | -3.2261 | -2.564 | -3.6722 | -5.9947 | -5.5777 | -2.9309 | -3.0966 | -1.7427 | -0.098438 | -1.0355 | -0.17156 | -0.81366 | 0.49009 | -0.15486 | -0.46062 | 2.4306 | 0.71501 | -0.37069 | -0.95216 | 0.70557 | -0.064442 | -2.1035 | -0.038146 | 0.21197 | -0.54168 | -0.88723 | -0.70111 | -0.74746 | -0.15224 | -0.24354 | 0.29576 | -1.2819 | -0.50641 | -0.5122 | 1.3373 | 0.34563 | -0.070533 | 0.63699 | -1.5515 | -0.47131 | -0.022834 | 0.49383 | -1.6933 | 0.062845 | -1.2097 | -0.021215 | -1.7019 | 0.68412 | 0.078213 | 0.98685 | 0.4367 | 0.70241 | 2.2261 | -3.5072 | -0.16297 | -2.0662 | -0.21802 | -1.4039 | -2.0113 | -0.98301 | -1.2427 | -1.547 | -0.53702 | -0.71214 | -0.11584
10% | -1.0264 | 1.3581 | 1.0997 | -0.052871 | -0.94791 | 3.5863 | 0.93274 | 0.018714 | 0.52076 | 0.058982 | -0.60995 | 0.69665 | -1.0283 | 0.74957 | 1.2115 | 1.5296 | 0.9527 | 1.0574 | 2.5077 | 0.69498 | 1.3231 | 1.8478 | 2.0507 | 6.0317 | 2.6713 | 1.5374 | 1.8869 | 0.35524 | -2.1341 | -1.6597 | -2.7719 | -5.2229 | -4.758 | -1.9453 | -2.1506 | -0.80907 | 0.75621 | -0.22506 | 0.58505 | -0.11858 | 1.3096 | 0.57044 | 0.15648 | 3.2617 | 1.3413 | 0.40841 | -0.054683 | 1.4308 | 0.81365 | -1.173 | 0.76222 | 0.95195 | 0.31465 | -0.11926 | 0.32535 | 0.32058 | 0.80179 | 0.70035 | 1.3409 | -0.29649 | 0.5571 | 0.47089 | 2.4618 | 1.1529 | 0.73699 | 1.4715 | -0.85904 | 0.2433 | 0.75269 | 1.296 | -0.93626 | 0.85433 | -0.63184 | 0.70163 | -1.0974 | 1.3364 | 0.80969 | 1.7662 | 1.1529 | 1.4243 | 2.9511 | -2.8798 | 0.39195 | -1.5707 | 0.35731 | -0.80546 | -1.4588 | -0.29229 | -0.60093 | -1.0017 | 0.27852 | 0.13965 | 0.68736
11% | -0.42866 | 1.9749 | 1.7951 | 0.65944 | -0.18772 | 4.1789 | 1.594 | 0.71254 | 1.1174 | 1.0911 | 0.33008 | 1.6277 | -0.016406 | 1.6081 | 2.0204 | 2.4758 | 1.9521 | 2.0098 | 3.4438 | 1.8395 | 2.4836 | 2.819 | 3.1167 | 6.9853 | 3.841 | 2.571 | 2.9669 | 1.0764 | -1.1116 | -0.7352 | -1.5931 | -4.3892 | -3.8048 | -0.90151 | -1.1746 | 0.13296 | 1.7246 | 0.5979 | 1.4744 | 0.64729 | 2.1873 | 1.3811 | 0.89056 | 4.1458 | 2.0567 | 1.2043 | 0.8428 | 2.2132 | 1.739 | -0.19368 | 1.6224 | 1.7854 | 1.2107 | 0.69393 | 1.3625 | 1.4028 | 1.8091 | 1.6475 | 2.4373 | 0.72262 | 1.6699 | 1.4911 | 3.5983 | 2.0052 | 1.5682 | 2.4784 | -0.078514 | 1.1148 | 1.6109 | 2.2575 | -0.10406 | 1.766 | 0.045347 | 1.4213 | -0.38453 | 2.0296 | 1.5949 | 2.5694 | 1.9554 | 2.2046 | 3.7755 | -2.1646 | 1.0561 | -0.95891 | 1.0213 | -0.16768 | -0.83301 | 0.47548 | 0.065356 | -0.43693 | 1.1564 | 1.0288 | 1.5486
12% | 0.17902 | 2.5962 | 2.4394 | 1.3902 | 0.55248 | 4.7855 | 2.2543 | 1.4234 | 1.7103 | 2.1483 | 1.3698 | 2.5568 | 1.0202 | 2.4843 | 2.8866 | 3.4672 | 3.0324 | 2.9707 | 4.3747 | 2.9735 | 3.6254 | 3.7329 | 4.1362 | 7.9688 | 5.0131 | 3.572 | 3.9966 | 2.0958 | -0.10121 | 0.18829 | -0.47474 | -3.4829 | -2.8858 | 0.14004 | -0.10791 | 1.2219 | 2.6404 | 1.4512 | 2.3311 | 1.4573 | 3.0576 | 2.2189 | 1.6732 | 4.9876 | 2.7727 | 2.0104 | 1.7338 | 3.0178 | 2.645 | 0.74221 | 2.4731 | 2.6361 | 2.1152 | 1.5324 | 2.4045 | 2.4938 | 2.8442 | 2.6083 | 3.474 | 1.7821 | 2.7706 | 2.5179 | 4.7098 | 2.8842 | 2.4521 | 3.4312 | 0.78031 | 1.9391 | 2.5622 | 3.2161 | 0.75499 | 2.6338 | 0.88163 | 2.2293 | 0.35196 | 2.8035 | 2.4192 | 3.3885 | 2.7892 | 2.9813 | 4.6474 | -1.3911 | 1.7442 | -0.31065 | 1.7429 | 0.54587 | -0.12073 | 1.2903 | 0.79512 | 0.19575 | 2.0623 | 1.9335 | 2.4254
13% | 0.86956 | 3.2738 | 3.0604 | 2.0672 | 1.2296 | 5.3843 | 2.8615 | 2.0571 | 2.3101 | 3.1948 | 2.4242 | 3.4928 | 2.0825 | 3.3831 | 3.7612 | 4.4072 | 4.0664 | 3.9709 | 5.3365 | 3.9399 | 4.6614 | 4.6573 | 5.0825 | 8.926 | 6.1252 | 4.5362 | 4.9832 | 2.881 | 0.88541 | 1.0286 | 0.51546 | -2.4486 | -1.8263 | 1.1597 | 0.75772 | 2.2243 | 3.5794 | 2.2583 | 3.2102 | 2.2556 | 3.9003 | 3.0548 | 2.5196 | 5.7921 | 3.4746 | 2.8511 | 2.612 | 3.8492 | 3.5358 | 1.6998 | 3.3316 | 3.4627 | 2.9915 | 2.4324 | 3.4383 | 3.524 | 3.8636 | 3.5358 | 4.4785 | 2.8004 | 3.7832 | 3.4486 | 5.759 | 3.7079 | 3.3981 | 4.3998 | 1.7114 | 2.8382 | 3.5442 | 4.1183 | 1.6012 | 3.4445 | 1.7532 | 3.0599 | 1.1164 | 3.5675 | 3.2566 | 4.2395 | 3.6289 | 3.7654 | 5.4872 | -0.59737 | 2.4212 | 0.31419 | 2.5338 | 1.2384 | 0.56704 | 2.1126 | 1.54 | 0.87973 | 2.9541 | 2.8144 | 3.296
14% | 1.4939 | 3.8903 | 3.5345 | 2.7139 | 1.7894 | 5.9506 | 3.4224 | 2.6711 | 2.8333 | 4.1602 | 3.381 | 4.4461 | 2.9978 | 4.2874 | 4.6832 | 5.2946 | 5.0535 | 4.9058 | 6.2244 | 4.8206 | 5.4713 | 5.4685 | 5.9091 | 9.6834 | 7.0185 | 5.4446 | 5.762 | 3.6471 | 1.7282 | 1.8643 | 1.5174 | -1.4841 | -0.95175 | 2.0939 | 1.6368 | 3.1465 | 4.4139 | 2.9978 | 3.9778 | 3.0442 | 4.7117 | 3.9073 | 3.3193 | 6.5748 | 4.1897 | 3.6304 | 3.4163 | 4.6285 | 4.3592 | 2.5379 | 4.161 | 4.2759 | 3.8205 | 3.2599 | 4.3484 | 4.4828 | 4.8884 | 4.4153 | 5.3962 | 3.7401 | 4.7596 | 4.343 | 6.7252 | 4.4836 | 4.1939 | 5.2287 | 2.6219 | 3.6066 | 4.4491 | 4.9762 | 2.4095 | 4.2474 | 2.5749 | 3.9036 | 1.8922 | 4.3274 | 4.0757 | 5.0824 | 4.465 | 4.5183 | 6.2934 | 0.20168 | 3.1037 | 0.98525 | 3.2485 | 1.9196 | 1.2405 | 2.8844 | 2.2422 | 1.5631 | 3.7844 | 3.6359 | 4.1114
15% | 2.0332 | 4.4551 | 3.9238 | 3.2473 | 2.386 | 6.4846 | 3.9281 | 3.1899 | 3.3094 | 5.0427 | 4.3028 | 5.3255 | 3.9293 | 5.1518 | 5.5473 | 6.1428 | 5.9391 | 5.6955 | 7.0241 | 5.6452 | 6.153 | 6.1475 | 6.612 | 10.3343 | 7.7877 | 6.2121 | 6.4074 | 4.1821 | 2.4786 | 2.5179 | 2.4152 | -0.54201 | -0.053146 | 2.922 | 2.4131 | 3.8813 | 5.1621 | 3.6471 | 4.6973 | 3.7862 | 5.4466 | 4.6738 | 4.1014 | 7.2454 | 4.8714 | 4.3431 | 4.1641 | 5.3945 | 5.1161 | 3.3508 | 4.9517 | 5.0245 | 4.5921 | 4.0274 | 5.1941 | 5.314 | 5.7901 | 5.162 | 6.2187 | 4.5581 | 5.6057 | 5.1214 | 7.6049 | 5.2507 | 4.9497 | 6.0774 | 3.4579 | 4.3288 | 5.3133 | 5.7213 | 3.1383 | 5.0067 | 3.4365 | 4.7264 | 2.6357 | 5.0681 | 4.8654 | 5.8718 | 5.2549 | 5.2381 | 7.1033 | 1.0138 | 3.7607 | 1.6728 | 3.877 | 2.6238 | 1.9099 | 3.6559 | 2.9468 | 2.2093 | 4.5444 | 4.3922 | 4.8586
16% | 2.5562 | 4.9158 | 4.2591 | 3.7355 | 2.805 | 6.9332 | 4.3609 | 3.6552 | 3.7558 | 5.8148 | 5.0918 | 6.176 | 4.6469 | 5.9 | 6.3019 | 6.9082 | 6.7546 | 6.428 | 7.7259 | 6.407 | 6.7293 | 6.8172 | 7.1631 | 10.9972 | 8.4137 | 6.8517 | 6.9393 | 4.8729 | 3.1089 | 2.9171 | 3.157 | 0.3375 | 0.71297 | 3.6421 | 3.0802 | 4.508 | 5.8144 | 4.2058 | 5.3198 | 4.4766 | 6.0754 | 5.3704 | 4.8475 | 7.7675 | 5.5378 | 5.0322 | 4.8151 | 6.1226 | 5.8071 | 4.0556 | 5.648 | 5.7576 | 5.2513 | 4.7427 | 5.9888 | 6.0376 | 6.564 | 5.8041 | 6.9766 | 5.3774 | 6.3353 | 5.8062 | 8.3857 | 5.8913 | 5.5656 | 6.7178 | 4.2638 | 5.0043 | 6.0743 | 6.3977 | 3.7555 | 5.6529 | 4.2384 | 5.544 | 3.3547 | 5.7457 | 5.6388 | 6.564 | 6.0147 | 5.8884 | 7.8656 | 1.7556 | 4.3783 | 2.3662 | 4.5386 | 3.2515 | 2.5869 | 4.3645 | 3.613 | 2.8191 | 5.2407 | 5.0555 | 5.5267
17% | 3.0338 | 5.3285 | 4.4515 | 4.1042 | 3.1808 | 7.3505 | 4.7092 | 4.0522 | 4.1488 | 6.4949 | 5.782 | 6.9203 | 5.2963 | 6.6234 | 6.9938 | 7.5588 | 7.4549 | 7.042 | 8.3356 | 7.0519 | 7.1692 | 7.3421 | 7.6431 | 11.5151 | 8.9286 | 7.365 | 7.4048 | 5.5488 | 3.6645 | 3.4531 | 3.7616 | 1.1076 | 1.39 | 4.2041 | 3.6609 | 5.0251 | 6.3696 | 4.6956 | 5.8467 | 5.092 | 6.6185 | 5.9702 | 5.4992 | 8.2433 | 6.0927 | 5.6644 | 5.365 | 6.8032 | 6.4038 | 4.6884 | 6.2115 | 6.4058 | 5.8556 | 5.3699 | 6.628 | 6.676 | 7.2907 | 6.3959 | 7.5582 | 5.9924 | 6.9662 | 6.4067 | 9.032 | 6.3847 | 6.0761 | 7.282 | 4.9142 | 5.5647 | 6.7145 | 6.98 | 4.2777 | 6.2324 | 5.0117 | 6.3093 | 4.0386 | 6.3763 | 6.3282 | 7.1878 | 6.6848 | 6.4535 | 8.4916 | 2.399 | 4.9792 | 2.9949 | 5.1198 | 3.804 | 3.2315 | 5.013 | 4.2633 | 3.4401 | 5.8401 | 5.6384 | 6.1146
18% | 3.4759 | 5.6268 | 4.5969 | 4.4145 | 3.4636 | 7.6519 | 5.0003 | 4.367 | 4.4607 | 7.081 | 6.4144 | 7.5678 | 5.8709 | 7.2886 | 7.5844 | 8.1596 | 8.0772 | 7.5662 | 8.8529 | 7.5308 | 7.4822 | 7.7694 | 7.9899 | 11.8724 | 9.3148 | 7.8151 | 7.7485 | 6.1566 | 4.1136 | 3.91 | 4.2011 | 1.8239 | 2.0081 | 4.663 | 4.0975 | 5.4751 | 6.867 | 5.0969 | 6.2974 | 5.619 | 7.0812 | 6.4605 | 6.0775 | 8.6035 | 6.5563 | 6.2371 | 5.8883 | 7.395 | 6.9001 | 5.2233 | 6.8067 | 6.9507 | 6.391 | 5.9581 | 7.1675 | 7.2451 | 7.9125 | 6.8541 | 8.0716 | 6.5599 | 7.4772 | 6.9308 | 9.5167 | 6.7955 | 6.5224 | 7.7305 | 5.4868 | 6.0361 | 7.2666 | 7.4783 | 4.6873 | 6.6799 | 5.7352 | 7.0544 | 4.6801 | 6.9912 | 6.9532 | 7.7814 | 7.3352 | 6.9683 | 9.0458 | 3.0331 | 5.5279 | 3.6464 | 5.694 | 4.3413 | 3.8048 | 5.639 | 4.8668 | 4.07 | 6.3635 | 6.1434 | 6.6224
19% | 3.8361 | 5.9125 | 4.6688 | 4.6854 | 3.6707 | 7.9082 | 5.2318 | 4.6237 | 4.7117 | 7.5891 | 6.9579 | 8.1171 | 6.3232 | 7.8071 | 8.0619 | 8.6116 | 8.6178 | 8.0137 | 9.2917 | 7.8708 | 7.6869 | 8.0691 | 8.2674 | 12.1621 | 9.6111 | 8.1246 | 7.9606 | 6.6039 | 4.4965 | 4.3149 | 4.6218 | 2.419 | 2.5387 | 5.0535 | 4.4716 | 5.8575 | 7.2577 | 5.4336 | 6.6645 | 6.071 | 7.4543 | 6.8842 | 6.5828 | 8.9056 | 6.9526 | 6.7617 | 6.2817 | 7.9403 | 7.366 | 5.7174 | 7.2969 | 7.4458 | 6.8186 | 6.476 | 7.6282 | 7.6989 | 8.4495 | 7.2166 | 8.4919 | 6.9753 | 7.9037 | 7.3161 | 9.8808 | 7.1008 | 6.8344 | 8.0755 | 5.9582 | 6.4242 | 7.7043 | 7.8865 | 5.009 | 7.0581 | 6.3687 | 7.7059 | 5.2355 | 7.513 | 7.4978 | 8.2966 | 7.897 | 7.4251 | 9.5413 | 3.603 | 6.04 | 4.2219 | 6.1676 | 4.9267 | 4.3415 | 6.2219 | 5.431 | 4.5629 | 6.8042 | 6.5641 | 7.0456
20% | 4.1519 | 6.1139 | 4.7061 | 4.8936 | 3.8743 | 8.1216 | 5.4367 | 4.8309 | 4.9199 | 7.9908 | 7.3915 | 8.5681 | 6.7572 | 8.3516 | 8.5095 | 9.0342 | 9.0211 | 8.3417 | 9.6444 | 8.1574 | 7.8398 | 8.3107 | 8.4709 | 12.338 | 9.7874 | 8.4005 | 8.1173 | 7.0038 | 4.8126 | 4.6691 | 4.9464 | 2.9446 | 2.9607 | 5.2889 | 4.7779 | 6.2033 | 7.594 | 5.7189 | 6.9939 | 6.4845 | 7.7687 | 7.2362 | 7.0221 | 9.1431 | 7.3008 | 7.185 | 6.6053 | 8.4153 | 7.7211 | 6.135 | 7.7353 | 7.8991 | 7.2467 | 6.9072 | 8.0535 | 8.0573 | 8.8751 | 7.5402 | 8.8597 | 7.3594 | 8.2947 | 7.6372 | 10.224 | 7.3383 | 7.0814 | 8.3368 | 6.3608 | 6.7283 | 8.0615 | 8.1617 | 5.2428 | 7.345 | 6.9683 | 8.3325 | 5.7771 | 7.9575 | 7.978 | 8.7185 | 8.4354 | 7.8158 | 9.954 | 4.1647 | 6.4613 | 4.8533 | 6.5927 | 5.3978 | 4.8251 | 6.7498 | 5.9586 | 5.061 | 7.1837 | 6.9197 | 7.407
21% | 4.4056 | 6.2816 | 4.7244 | 5.0976 | 4.0224 | 8.2798 | 5.6272 | 5.0057 | 5.1076 | 8.32 | 7.7379 | 9.0056 | 7.1242 | 8.7547 | 8.864 | 9.3606 | 9.3629 | 8.5909 | 9.9296 | 8.3768 | 7.8993 | 8.4974 | 8.592 | 12.2941 | 9.9458 | 8.5972 | 8.2236 | 7.3808 | 5.1061 | 4.9785 | 5.2255 | 3.3983 | 3.3077 | 5.6023 | 5.0511 | 6.4756 | 7.8843 | 5.947 | 7.2845 | 6.8558 | 8.0364 | 7.5354 | 7.402 | 9.3451 | 7.6276 | 7.5866 | 6.9568 | 8.8517 | 8.0386 | 6.4995 | 8.1371 | 8.2926 | 7.655 | 7.326 | 8.3811 | 8.3687 | 9.2136 | 7.7938 | 9.1869 | 7.6682 | 8.6302 | 7.9203 | 10.4905 | 7.5197 | 7.28 | 8.5123 | 6.6846 | 6.9807 | 8.4046 | 8.3806 | 5.4335 | 7.5562 | 7.5044 | 8.889 | 6.2523 | 8.3668 | 8.4354 | 9.077 | 8.9167 | 8.1727 | 10.3325 | 4.6734 | 6.97 | 5.3883 | 7.0592 | 5.9226 | 5.3473 | 7.2399 | 6.4527 | 5.5418 | 7.5153 | 7.2336 | 7.7102
22% | 4.6408 | 6.4232 | 4.7593 | 5.3053 | 4.172 | 8.4677 | 5.8161 | 5.1721 | 5.2775 | 8.5865 | 8.0169 | 9.3532 | 7.4804 | 9.1303 | 9.1455 | 9.6208 | 9.6148 | 8.7832 | 10.1309 | 8.551 | 7.9877 | 8.6356 | 8.7088 | 12.2143 | 10.0572 | 8.7366 | 8.3534 | 7.7284 | 5.3978 | 5.3171 | 5.4771 | 3.8276 | 3.6284 | 5.7628 | 5.2843 | 6.711 | 8.1441 | 6.1647 | 7.5375 | 7.1728 | 8.2662 | 7.8022 | 7.7475 | 9.5127 | 7.931 | 7.9496 | 7.2132 | 9.2504 | 8.3572 | 6.8326 | 8.4948 | 8.6396 | 7.986 | 7.7234 | 8.6806 | 8.6257 | 9.4936 | 8.0008 | 9.4625 | 7.9091 | 8.9199 | 8.1617 | 10.6713 | 7.6249 | 7.424 | 8.6279 | 6.9768 | 7.1767 | 8.6123 | 8.5877 | 5.4947 | 7.6906 | 7.9802 | 9.3762 | 6.712 | 8.7401 | 8.822 | 9.3951 | 9.3479 | 8.4869 | 10.6988 | 5.1888 | 7.4201 | 5.9777 | 7.485 | 6.4163 | 5.8233 | 7.7076 | 6.9729 | 6.0115 | 7.8079 | 7.5032 | 7.9796
23% | 4.8591 | 6.5701 | 4.777 | 5.5119 | 4.3433 | 8.6368 | 6.0045 | 5.3412 | 5.4457 | 8.8253 | 8.2645 | 9.6395 | 7.7479 | 9.455 | 9.3795 | 9.8343 | 9.8007 | 8.9379 | 10.3137 | 8.7026 | 8.023 | 8.7703 | 8.811 | 12.2072 | 10.1528 | 8.8546 | 8.4692 | 8.0644 | 5.6945 | 5.5918 | 5.7685 | 4.1915 | 3.9309 | 5.9705 | 5.5248 | 6.9324 | 8.3895 | 6.353 | 7.7836 | 7.4836 | 8.4823 | 8.0504 | 8.0779 | 9.6708 | 8.2173 | 8.2663 | 7.462 | 9.604 | 8.653 | 7.154 | 8.8323 | 8.9755 | 8.3363 | 8.0869 | 8.9395 | 8.8311 | 9.6995 | 8.1886 | 9.717 | 8.1268 | 9.1859 | 8.3737 | 10.8228 | 7.72 | 7.5456 | 8.704 | 7.2217 | 7.3116 | 8.8181 | 8.7467 | 5.5101 | 7.7793 | 8.43 | 9.8005 | 7.1386 | 9.0934 | 9.1584 | 9.673 | 9.7583 | 8.7566 | 11.0035 | 5.6638 | 7.8727 | 6.5241 | 7.9156 | 6.9061 | 6.3002 | 8.2353 | 7.4529 | 6.4596 | 8.0827 | 7.7472 | 8.2186
24% | 5.0731 | 6.7393 | 4.8347 | 5.7552 | 4.5902 | 8.8332 | 6.2056 | 5.517 | 5.647 | 9.0337 | 8.4468 | 9.8849 | 8.0141 | 9.7291 | 9.5484 | 10.0295 | 9.9431 | 9.0534 | 10.4333 | 8.8602 | 8.0716 | 8.9071 | 8.9036 | 11.9857 | 10.2455 | 8.9753 | 8.5797 | 8.3972 | 6.016 | 5.8733 | 6.0444 | 4.5085 | 4.2199 | 6.1983 | 5.7956 | 7.1531 | 8.6396 | 6.525 | 8.0237 | 7.7697 | 8.6976 | 8.2865 | 8.3884 | 9.8352 | 8.4867 | 8.5862 | 7.6961 | 9.9317 | 8.905 | 7.4668 | 9.1601 | 9.3105 | 8.6806 | 8.4145 | 9.1558 | 9.0142 | 9.8612 | 8.3512 | 9.9674 | 8.3342 | 9.4425 | 8.5483 | 10.9619 | 7.7732 | 7.6392 | 8.7662 | 7.4005 | 7.4398 | 8.9967 | 8.9044 | 5.5391 | 7.8165 | 8.849 | 10.1977 | 7.5333 | 9.3935 | 9.4913 | 9.9183 | 10.1619 | 9.0239 | 11.2836 | 6.3351 | 8.2728 | 7.0261 | 8.3425 | 7.399 | 6.776 | 8.6707 | 7.9182 | 6.9312 | 8.3446 | 7.9814 | 8.4349
25% | 5.2946 | 6.9285 | 4.9589 | 6.0293 | 4.8569 | 9.0697 | 6.4504 | 5.7225 | 5.8793 | 9.2243 | 8.6034 | 10.0967 | 8.2435 | 9.9391 | 9.6818 | 10.1718 | 10.0818 | 9.1413 | 10.5413 | 9.0219 | 8.1076 | 9.0508 | 9.0126 | 11.8527 | 10.3661 | 9.1308 | 8.7315 | 8.76 | 6.3434 | 6.1687 | 6.2714 | 4.7994 | 4.5336 | 6.3736 | 6.0816 | 7.3988 | 8.8882 | 6.7008 | 8.2522 | 8.0561 | 8.9114 | 8.507 | 8.7136 | 9.9939 | 8.7596 | 8.8928 | 7.9244 | 10.2533 | 9.1529 | 7.7753 | 9.4816 | 9.6143 | 9.0177 | 8.7267 | 9.3742 | 9.1734 | 9.993 | 8.4891 | 10.1931 | 8.5202 | 9.6936 | 8.721 | 11.0596 | 7.8252 | 7.7352 | 8.811 | 7.586 | 7.5581 | 9.1798 | 9.0693 | 5.4948 | 7.8273 | 9.2527 | 10.5553 | 7.912 | 9.6801 | 9.7874 | 10.157 | 10.5574 | 9.2735 | 11.5385 | 6.8477 | 8.7345 | 7.5846 | 8.7836 | 7.9027 | 7.2852 | 9.0542 | 8.3833 | 7.3914 | 8.5955 | 8.2095 | 8.6515
26% | 5.5289 | 7.1388 | 5.1348 | 6.3345 | 5.1654 | 9.2855 | 6.7238 | 5.9835 | 6.1352 | 9.3997 | 8.7348 | 10.2735 | 8.4932 | 10.1429 | 9.7922 | 10.3028 | 10.2013 | 9.2236 | 10.6522 | 9.1952 | 8.1751 | 9.2131 | 9.1461 | 11.8572 | 10.4878 | 9.2918 | 8.8927 | 9.1368 | 6.7376 | 6.4993 | 6.5571 | 5.1097 | 4.845 | 6.6034 | 6.3603 | 7.6566 | 9.148 | 6.8809 | 8.5271 | 8.3536 | 9.1371 | 8.7084 | 9.0213 | 10.1688 | 9.0313 | 9.2187 | 8.1478 | 10.5417 | 9.405 | 8.1028 | 9.8082 | 9.9078 | 9.3502 | 9.0382 | 9.5732 | 9.3211 | 10.1 | 8.6077 | 10.4171 | 8.6771 | 9.9431 | 8.9017 | 11.1342 | 7.8701 | 7.7809 | 8.8515 | 7.7829 | 7.6359 | 9.3487 | 9.2125 | 5.4816 | 7.8251 | 9.626 | 10.8789 | 8.3115 | 9.9475 | 10.0889 | 10.3851 | 10.9813 | 9.5091 | 11.799 | 7.3585 | 9.2114 | 8.0928 | 9.1869 | 8.4215 | 7.754 | 9.5334 | 8.841 | 7.8566 | 8.8518 | 8.4414 | 8.8675
27% | 5.7912 | 7.3959 | 5.3753 | 6.6889 | 5.5532 | 9.5969 | 7.0299 | 6.2944 | 6.447 | 9.568 | 8.8552 | 10.431 | 8.7358 | 10.3148 | 9.8914 | 10.4195 | 10.3102 | 9.3116 | 10.7567 | 9.3778 | 8.3033 | 9.4217 | 9.3396 | 11.6115 | 10.6373 | 9.4716 | 9.097 | 9.5296 | 7.1824 | 6.8795 | 6.8884 | 5.4258 | 5.1954 | 6.9045 | 6.7312 | 7.9201 | 9.4335 | 7.0698 | 8.7921 | 8.6529 | 9.3846 | 8.934 | 9.3295 | 10.3629 | 9.3234 | 9.5026 | 8.3704 | 10.8195 | 9.6731 | 8.4247 | 10.1311 | 10.2182 | 9.6791 | 9.3434 | 9.7586 | 9.4563 | 10.2075 | 8.8027 | 10.6092 | 8.8293 | 10.1694 | 9.0569 | 11.193 | 7.9161 | 7.8356 | 8.8974 | 7.999 | 7.728 | 9.516 | 9.3762 | 5.4706 | 7.8158 | 9.9965 | 11.1666 | 8.7227 | 10.2068 | 10.368 | 10.5992 | 11.3737 | 9.7425 | 12.0657 | 7.9405 | 9.6519 | 8.5845 | 9.6276 | 8.9212 | 8.2097 | 9.844 | 9.2774 | 8.3226 | 9.1159 | 8.6794 | 9.0869
28% | 6.091 | 7.711 | 5.671 | 7.0677 | 5.9918 | 9.9507 | 7.3794 | 6.6442 | 6.7765 | 9.7729 | 8.9735 | 10.5781 | 8.979 | 10.4935 | 9.9663 | 10.546 | 10.4113 | 9.405 | 10.9021 | 9.6028 | 8.4503 | 9.7074 | 9.521 | 11.5874 | 10.7982 | 9.7076 | 9.3201 | 9.9689 | 7.5926 | 7.262 | 7.2679 | 5.7569 | 5.5346 | 7.2267 | 7.059 | 8.2102 | 9.7377 | 7.2703 | 9.0652 | 8.96 | 9.6496 | 9.1643 | 9.6367 | 10.5825 | 9.6532 | 9.7747 | 8.5961 | 11.0974 | 9.934 | 8.7442 | 10.4486 | 10.5269 | 10.0052 | 9.6625 | 9.9268 | 9.5849 | 10.2865 | 8.8915 | 10.7979 | 8.9585 | 10.3751 | 9.1954 | 11.2302 | 7.9509 | 7.8931 | 8.9596 | 8.1953 | 7.8292 | 9.6747 | 9.5509 | 5.4086 | 7.798 | 10.3807 | 11.433 | 9.1173 | 10.4535 | 10.6317 | 10.8128 | 11.8122 | 10.0422 | 12.3331 | 8.4729 | 10.1523 | 9.1381 | 10.0816 | 9.4141 | 8.6326 | 10.2999 | 9.7365 | 8.7937 | 9.3913 | 8.9251 | 9.316
29% | 6.4273 | 8.0681 | 6.0232 | 7.5359 | 6.5054 | 10.3157 | 7.7722 | 7.0204 | 7.1418 | 9.9364 | 9.0882 | 10.7111 | 9.214 | 10.6266 | 10.0422 | 10.657 | 10.4938 | 9.4956 | 11.0508 | 9.8306 | 8.6164 | 9.9926 | 9.806 | 11.7307 | 11.0237 | 9.9454 | 9.585 | 10.4743 | 8.039 | 7.733 | 7.6563 | 6.15 | 5.965 | 7.5713 | 7.419 | 8.4737 | 10.0759 | 7.4805 | 9.3353 | 9.2773 | 9.9443 | 9.4091 | 9.9642 | 10.8186 | 9.9687 | 10.0453 | 8.8371 | 11.3765 | 10.2141 | 9.0876 | 10.7855 | 10.8381 | 10.3244 | 9.9914 | 10.0759 | 9.7122 | 10.3459 | 8.9502 | 10.9697 | 9.0917 | 10.5492 | 9.3035 | 11.2389 | 8.0183 | 7.955 | 9.0377 | 8.3986 | 7.9453 | 9.8687 | 9.717 | 5.4171 | 7.7963 | 10.756 | 11.676 | 9.5038 | 10.7293 | 10.8837 | 11.0274 | 12.268 | 10.2918 | 12.6174 | 9.0324 | 10.6036 | 9.661 | 10.4818 | 9.9321 | 9.0587 | 10.6787 | 10.1629 | 9.2589 | 9.6729 | 9.1801 | 9.5593
30% | 6.8414 | 8.5088 | 6.4215 | 8.0623 | 7.0671 | 10.6037 | 8.1811 | 7.4655 | 7.5602 | 10.1224 | 9.2362 | 10.876 | 9.4467 | 10.7904 | 10.1278 | 10.7706 | 10.6202 | 9.6227 | 11.2281 | 10.1054 | 8.8289 | 10.3057 | 10.1263 | 11.8851 | 11.1987 | 10.2144 | 9.9085 | 10.9614 | 8.5485 | 8.2175 | 8.1235 | 6.5581 | 6.42 | 7.9543 | 7.8293 | 8.855 | 10.4609 | 7.72 | 9.6707 | 9.5896 | 10.2419 | 9.6723 | 10.3061 | 11.0785 | 10.2947 | 10.3082 | 9.0859 | 11.6512 | 10.4909 | 9.4091 | 11.1262 | 11.1494 | 10.6574 | 10.2873 | 10.2199 | 9.8371 | 10.4152 | 8.9915 | 11.1146 | 9.1841 | 10.6999 | 9.3966 | 11.2378 | 8.1255 | 8.0175 | 9.1333 | 8.6269 | 8.0755 | 10.0636 | 9.9189 | 5.5215 | 7.7812 | 11.1269 | 11.914 | 9.9171 | 10.9968 | 11.1667 | 11.2527 | 12.6849 | 10.5558 | 12.8983 | 9.5646 | 11.0176 | 10.1286 | 10.9299 | 10.3978 | 9.5184 | 11.0978 | 10.6105 | 9.7022 | 9.9664 | 9.4551 | 9.8154
31% | 7.2962 | 9.0017 | 6.843 | 8.58 | 7.5656 | 11.0216 | 8.6481 | 7.9254 | 8.005 | 10.343 | 9.3494 | 10.9946 | 9.6031 | 10.9099 | 10.1994 | 10.8923 | 10.7061 | 9.7526 | 11.3878 | 10.4082 | 9.0965 | 10.6902 | 10.4129 | 12.0354 | 11.3812 | 10.5205 | 10.2299 | 11.4461 | 9.0551 | 8.749 | 8.6199 | 6.9981 | 6.8819 | 8.3799 | 8.2397 | 9.2257 | 10.8885 | 7.9916 | 9.9842 | 9.9337 | 10.5633 | 9.9451 | 10.6631 | 11.3277 | 10.6371 | 10.591 | 9.3305 | 11.9204 | 10.769 | 9.7305 | 11.464 | 11.4683 | 10.9836 | 10.586 | 10.3477 | 9.9613 | 10.4871 | 9.0688 | 11.2466 | 9.2612 | 10.8298 | 9.4626 | 11.2143 | 8.2104 | 8.1036 | 9.2491 | 8.8433 | 8.2413 | 10.2591 | 10.155 | 5.5845 | 7.7858 | 11.5042 | 12.1154 | 10.3223 | 11.2529 | 11.4587 | 11.4892 | 13.1054 | 10.7851 | 13.1796 | 10.0571 | 11.4072 | 10.5951 | 11.356 | 10.905 | 9.9239 | 11.5263 | 11.0649 | 10.1445 | 10.2667 | 9.7275 | 10.0768
32% | 7.7597 | 9.481 | 7.3432 | 9.1305 | 8.0799 | 11.3411 | 9.1295 | 8.4379 | 8.5136 | 10.5603 | 9.5011 | 11.111 | 9.7993 | 11.065 | 10.3248 | 11.0184 | 10.8067 | 9.9006 | 11.6114 | 10.7285 | 9.3531 | 11.1732 | 10.7296 | 12.2726 | 11.5399 | 10.8224 | 10.5635 | 11.9364 | 9.5759 | 9.3142 | 9.1484 | 7.5036 | 7.4245 | 8.8435 | 8.6745 | 9.6562 | 11.3288 | 8.2746 | 10.328 | 10.3309 | 10.9 | 10.248 | 11.039 | 11.6289 | 11.0297 | 10.8778 | 9.5637 | 12.1993 | 11.0705 | 10.0604 | 11.7782 | 11.8573 | 11.3059 | 10.8977 | 10.4687 | 10.0852 | 10.5591 | 9.0666 | 11.3548 | 9.327 | 10.9285 | 9.5108 | 11.1738 | 8.3013 | 8.1898 | 9.3822 | 9.097 | 8.4068 | 10.4689 | 10.3956 | 5.6436 | 7.7978 | 11.8696 | 12.3256 | 10.7189 | 11.5113 | 11.728 | 11.6996 | 13.5455 | 11.0073 | 13.4507 | 10.6112 | 11.7884 | 11.0401 | 11.7202 | 11.3556 | 10.3076 | 11.8361 | 11.4932 | 10.5876 | 10.5764 | 10.0062 | 10.351
33% | 8.3095 | 9.9996 | 7.9169 | 9.6688 | 8.72 | 11.8308 | 9.6501 | 8.9874 | 9.0383 | 10.7873 | 9.665 | 11.2129 | 10.0318 | 11.2289 | 10.4421 | 11.1525 | 10.9157 | 10.0421 | 11.8828 | 11.0843 | 9.6617 | 11.6264 | 11.0783 | 12.3983 | 11.6635 | 11.1302 | 10.8555 | 12.484 | 10.1098 | 9.956 | 9.741 | 8.039 | 7.9913 | 9.3068 | 9.136 | 10.1133 | 11.7961 | 8.6074 | 10.7046 | 10.7108 | 11.253 | 10.5454 | 11.4179 | 11.9339 | 11.4291 | 11.1404 | 9.8049 | 12.4631 | 11.3694 | 10.3913 | 12.1253 | 12.1778 | 11.611 | 11.2364 | 10.5773 | 10.2215 | 10.643 | 9.0124 | 11.4355 | 9.3872 | 11.004 | 9.5549 | 11.12 | 8.419 | 8.2702 | 9.5439 | 9.3465 | 8.5744 | 10.6815 | 10.6145 | 5.7719 | 7.8262 | 12.2458 | 12.5046 | 11.113 | 11.7571 | 11.9655 | 11.8868 | 13.9555 | 11.2184 | 13.6905 | 11.1049 | 12.1633 | 11.4828 | 12.0606 | 11.7783 | 10.6665 | 12.2163 | 11.8901 | 10.9898 | 10.887 | 10.2965 | 10.6338
34% | 8.8576 | 10.5376 | 8.473 | 10.223 | 9.3163 | 12.3401 | 10.1978 | 9.5799 | 9.5897 | 10.9958 | 9.8555 | 11.3621 | 10.2061 | 11.4093 | 10.6161 | 11.2974 | 11.0232 | 10.22 | 12.1038 | 11.4584 | 10.0079 | 12.053 | 11.4413 | 12.7165 | 11.8578 | 11.4661 | 11.2062 | 13.0761 | 10.6905 | 10.6 | 10.3375 | 8.6078 | 8.5583 | 9.8169 | 9.5966 | 10.6545 | 12.3454 | 8.962 | 11.0962 | 11.11 | 11.6424 | 10.8789 | 11.8183 | 12.3025 | 11.8328 | 11.4153 | 10.0443 | 12.7542 | 11.6705 | 10.6858 | 12.4559 | 12.4842 | 11.914 | 11.5327 | 10.6713 | 10.3527 | 10.7197 | 8.9539 | 11.5052 | 9.4328 | 11.0573 | 9.5916 | 11.0641 | 8.552 | 8.3534 | 9.7061 | 9.5976 | 8.7762 | 10.911 | 10.8467 | 5.917 | 7.8689 | 12.6676 | 12.634 | 11.4796 | 12.0323 | 12.196 | 12.0679 | 14.3293 | 11.3959 | 13.9071 | 11.5556 | 12.4684 | 11.9405 | 12.3901 | 12.1804 | 10.9745 | 12.5273 | 12.2628 | 11.3806 | 11.1997 | 10.5898 | 10.9309
35% | 9.4586 | 11.1072 | 9.0803 | 10.8069 | 9.8936 | 12.8882 | 10.7605 | 10.1977 | 10.1591 | 11.2163 | 10.0656 | 11.4635 | 10.3672 | 11.5944 | 10.8039 | 11.4614 | 11.1373 | 10.4043 | 12.2575 | 11.8106 | 10.3212 | 12.5049 | 11.7548 | 13.0707 | 11.9893 | 11.775 | 11.5236 | 13.6488 | 11.2708 | 11.2945 | 11.022 | 9.2406 | 9.1437 | 10.3626 | 10.0786 | 11.2011 | 12.884 | 9.3775 | 11.4733 | 11.5549 | 12.011 | 11.2518 | 12.2545 | 12.6756 | 12.2433 | 11.6997 | 10.2917 | 13.0364 | 11.9636 | 11.0124 | 12.7988 | 12.8076 | 12.1917 | 11.8395 | 10.7779 | 10.4825 | 10.7915 | 8.8305 | 11.5597 | 9.4689 | 11.1265 | 9.637 | 11.0128 | 8.6868 | 8.4529 | 9.8555 | 9.8568 | 8.9938 | 11.1121 | 11.0918 | 6.0911 | 7.9068 | 12.999 | 12.7538 | 11.7901 | 12.2698 | 12.3843 | 12.2444 | 14.6729 | 11.5239 | 14.0872 | 12.0022 | 12.7553 | 12.3397 | 12.7337 | 12.5584 | 11.2857 | 12.8209 | 12.5702 | 11.748 | 11.5139 | 10.8817 | 11.2257
36% | 10.09 | 11.7103 | 9.6918 | 11.3924 | 10.4794 | 13.3651 | 11.3584 | 10.8178 | 10.7646 | 11.4331 | 10.266 | 11.6164 | 10.5248 | 11.7964 | 11.0051 | 11.6298 | 11.273 | 10.5906 | 12.451 | 12.1351 | 10.6542 | 12.9026 | 12.0778 | 13.4536 | 12.0793 | 12.0567 | 11.8157 | 14.2021 | 11.873 | 11.9903 | 11.6395 | 9.8714 | 9.7693 | 10.9122 | 10.574 | 11.8002 | 13.4081 | 9.8502 | 11.9079 | 12.0141 | 12.4311 | 11.6374 | 12.6773 | 13.0807 | 12.6918 | 11.959 | 10.526 | 13.3012 | 12.2559 | 11.327 | 13.1325 | 13.1354 | 12.4844 | 12.1529 | 10.8291 | 10.616 | 10.807 | 8.6772 | 11.6042 | 9.5089 | 11.1505 | 9.6636 | 10.9265 | 8.8386 | 8.5181 | 10.0233 | 10.0914 | 9.1983 | 11.312 | 11.3027 | 6.2779 | 7.9442 | 13.3175 | 12.821 | 12.0451 | 12.4423 | 12.5238 | 12.3454 | 14.9694 | 11.604 | 14.206 | 12.4077 | 12.9886 | 12.7023 | 13.0365 | 12.9279 | 11.5674 | 13.0294 | 12.9028 | 12.0643 | 11.8067 | 11.1721 | 11.5127
37% | 10.7067 | 12.3086 | 10.351 | 12.0427 | 11.0814 | 13.8918 | 11.97 | 11.4559 | 11.3594 | 11.6355 | 10.4719 | 11.7501 | 10.7358 | 11.9838 | 11.1927 | 11.8132 | 11.3695 | 10.7733 | 12.5761 | 12.4505 | 10.9652 | 13.2982 | 12.3588 | 13.8422 | 12.1622 | 12.2966 | 12.0444 | 14.7678 | 12.4854 | 12.7312 | 12.3009 | 10.5404 | 10.4281 | 11.5145 | 11.073 | 12.3938 | 13.9703 | 10.3285 | 12.3983 | 12.4716 | 12.843 | 11.9841 | 13.1536 | 13.5066 | 13.1765 | 12.1899 | 10.7797 | 13.5834 | 12.5204 | 11.618 | 13.4514 | 13.4733 | 12.7683 | 12.4216 | 10.8811 | 10.7514 | 10.7659 | 8.5156 | 11.6477 | 9.5505 | 11.1519 | 9.6101 | 10.8384 | 8.9539 | 8.6205 | 10.154 | 10.307 | 9.4183 | 11.5197 | 11.5114 | 6.4303 | 8.0053 | 13.5674 | 12.8349 | 12.2775 | 12.6217 | 12.5944 | 12.3863 | 15.1795 | 11.6066 | 14.2313 | 12.792 | 13.2411 | 13.068 | 13.2954 | 13.1997 | 11.8144 | 13.2567 | 13.1734 | 12.3754 | 12.0968 | 11.4485 | 11.7893
38% | 11.3468 | 12.9208 | 10.9878 | 12.7072 | 11.645 | 14.3812 | 12.5948 | 12.0978 | 11.9505 | 11.8182 | 10.7035 | 11.8801 | 10.8424 | 12.1701 | 11.4067 | 11.998 | 11.4653 | 10.9301 | 12.6786 | 12.7045 | 11.2422 | 13.6435 | 12.6 | 14.1844 | 12.1997 | 12.4924 | 12.2369 | 15.29 | 13.0728 | 13.4634 | 12.9502 | 11.2043 | 11.1145 | 12.0983 | 11.5573 | 12.9962 | 14.4654 | 10.7923 | 12.8701 | 12.9314 | 13.2472 | 12.3879 | 13.6452 | 13.9121 | 13.6419 | 12.396 | 10.9598 | 13.8232 | 12.7989 | 11.9289 | 13.7795 | 13.7615 | 13.0538 | 12.7252 | 10.9062 | 10.849 | 10.6892 | 8.3299 | 11.7093 | 9.5838 | 11.1082 | 9.5473 | 10.7195 | 9.0562 | 8.6778 | 10.2531 | 10.4958 | 9.6388 | 11.7187 | 11.7229 | 6.5566 | 7.9806 | 13.7749 | 12.7797 | 12.4347 | 12.7301 | 12.5864 | 12.4015 | 15.3338 | 11.5254 | 14.1882 | 13.0884 | 13.4289 | 13.3749 | 13.5436 | 13.4323 | 12.0583 | 13.4202 | 13.3861 | 12.6346 | 12.359 | 11.6982 | 12.0443
39% | 11.9627 | 13.5159 | 11.6076 | 13.3547 | 12.2308 | 14.93 | 13.2009 | 12.7222 | 12.5109 | 12.0107 | 10.9305 | 11.9895 | 10.9879 | 12.3495 | 11.6545 | 12.1462 | 11.5247 | 11.0565 | 12.7115 | 12.9001 | 11.4316 | 13.9267 | 12.7831 | 14.4887 | 12.1658 | 12.6434 | 12.3857 | 15.8781 | 13.6223 | 14.1445 | 13.6337 | 11.8666 | 11.7763 | 12.7176 | 12.0389 | 13.605 | 14.9453 | 11.3492 | 13.2591 | 13.3888 | 13.6713 | 12.82 | 14.0645 | 14.3516 | 14.1168 | 12.5852 | 11.2126 | 14.0624 | 13.0938 | 12.2246 | 14.1204 | 14.0634 | 13.3454 | 12.9796 | 10.9168 | 10.8897 | 10.5523 | 8.1179 | 11.7455 | 9.5949 | 11.0278 | 9.4536 | 10.583 | 9.1067 | 8.7349 | 10.3307 | 10.6395 | 9.8378 | 11.8806 | 11.8865 | 6.6701 | 7.9427 | 13.9174 | 12.6468 | 12.5167 | 12.7887 | 12.4931 | 12.3315 | 15.3872 | 11.3388 | 14.0563 | 13.4389 | 13.595 | 13.6743 | 13.6865 | 13.6792 | 12.229 | 13.5204 | 13.5279 | 12.842 | 12.597 | 11.9273 | 12.2681
40% | 12.5639 | 14.111 | 12.1913 | 14.0243 | 12.7703 | 15.4486 | 13.7983 | 13.3308 | 13.0622 | 12.1156 | 11.1432 | 12.0776 | 11.0787 | 12.523 | 11.8392 | 12.3214 | 11.5723 | 11.1529 | 12.6009 | 13.0379 | 11.5234 | 14.1358 | 12.878 | 14.7234 | 12.1011 | 12.7334 | 12.4058 | 16.3805 | 14.1302 | 14.7851 | 14.2479 | 12.522 | 12.3559 | 13.2742 | 12.5063 | 14.1824 | 15.3243 | 11.8995 | 13.6561 | 13.8321 | 14.0555 | 13.224 | 14.523 | 14.7867 | 14.5737 | 12.7546 | 11.447 | 14.2815 | 13.3477 | 12.493 | 14.3837 | 14.3367 | 13.5804 | 13.2086 | 10.8533 | 10.8818 | 10.325 | 7.8737 | 11.8122 | 9.5798 | 10.8806 | 9.3195 | 10.4009 | 9.1302 | 8.743 | 10.3408 | 10.7403 | 9.995 | 12.0285 | 12.0007 | 6.7359 | 7.8964 | 13.9784 | 12.4476 | 12.5029 | 12.7414 | 12.2958 | 12.1743 | 15.3224 | 11.0393 | 13.8417 | 13.7145 | 13.6845 | 13.9115 | 13.8478 | 13.8865 | 12.3755 | 13.5299 | 13.5703 | 12.987 | 12.7838 | 12.1155 | 12.4403
41% | 13.1566 | 14.6596 | 12.7381 | 14.6248 | 13.2148 | 15.9101 | 14.3597 | 13.8573 | 13.556 | 12.163 | 11.2854 | 12.137 | 11.1878 | 12.6695 | 11.9989 | 12.4613 | 11.5653 | 11.18 | 12.4689 | 13.045 | 11.4659 | 14.2358 | 12.8627 | 14.8714 | 11.9151 | 12.6991 | 12.314 | 16.823 | 14.5716 | 15.3955 | 14.8683 | 13.1335 | 12.8735 | 13.8509 | 12.9453 | 14.7813 | 15.6271 | 12.3635 | 14.0119 | 14.2436 | 14.3862 | 13.5795 | 14.9338 | 15.1558 | 14.9933 | 12.8729 | 11.6149 | 14.4672 | 13.5443 | 12.7363 | 14.6878 | 14.5192 | 13.7871 | 13.4861 | 10.7574 | 10.7977 | 10.012 | 7.5782 | 11.8519 | 9.5074 | 10.6582 | 9.1326 | 10.1689 | 9.0677 | 8.6979 | 10.2389 | 10.7689 | 10.1021 | 12.0895 | 12.0485 | 6.7141 | 7.8057 | 13.9505 | 12.1241 | 12.3815 | 12.6138 | 11.9794 | 11.9257 | 15.1358 | 10.6276 | 13.4918 | 13.8893 | 13.759 | 14.065 | 13.9354 | 14.0553 | 12.4603 | 13.4866 | 13.5583 | 13.0469 | 12.9144 | 12.2359 | 12.552
42% | 13.6505 | 15.1403 | 13.2147 | 15.0827 | 13.6983 | 16.3418 | 14.84 | 14.2951 | 13.9826 | 12.1402 | 11.384 | 12.1474 | 11.2802 | 12.769 | 12.1058 | 12.5654 | 11.4948 | 11.1341 | 12.1844 | 12.9247 | 11.3204 | 14.1912 | 12.7005 | 14.8944 | 11.6321 | 12.5973 | 12.1054 | 17.2194 | 14.9844 | 15.9494 | 15.4072 | 13.697 | 13.4394 | 14.367 | 13.2933 | 15.2826 | 15.8468 | 12.779 | 14.32 | 14.543 | 14.6394 | 13.9526 | 15.287 | 15.4851 | 15.3481 | 12.9122 | 11.777 | 14.5849 | 13.7361 | 12.9439 | 14.9483 | 14.7074 | 13.9724 | 13.6349 | 10.5792 | 10.6324 | 9.5983 | 7.2211 | 11.8473 | 9.4281 | 10.34 | 8.8559 | 9.8414 | 8.9284 | 8.5954 | 10.0485 | 10.6748 | 10.162 | 12.0853 | 12.0141 | 6.6189 | 7.6359 | 13.8153 | 11.7168 | 12.1608 | 12.3751 | 11.544 | 11.5689 | 14.8254 | 10.0881 | 13.0037 | 14.0545 | 13.7753 | 14.1494 | 14.0044 | 14.1453 | 12.4707 | 13.3511 | 13.4471 | 13.0271 | 12.9667 | 12.2896 | 12.5913
43% | 14.1063 | 15.5584 | 13.5811 | 15.6206 | 14.0995 | 16.6588 | 15.2231 | 14.6519 | 14.312 | 12.0344 | 11.4312 | 12.0819 | 11.3065 | 12.852 | 12.1553 | 12.6132 | 11.3293 | 10.993 | 11.746 | 12.6705 | 11.0132 | 13.9733 | 12.3857 | 14.8127 | 11.214 | 12.3608 | 11.7725 | 17.6172 | 15.2048 | 16.344 | 15.8295 | 14.1746 | 13.797 | 14.8055 | 13.582 | 15.7104 | 15.8925 | 13.1605 | 14.5509 | 14.7541 | 14.7974 | 14.1973 | 15.5468 | 15.7116 | 15.6227 | 12.9236 | 11.8375 | 14.6346 | 13.8305 | 13.1325 | 15.1658 | 14.8123 | 14.0872 | 13.7298 | 10.3012 | 10.348 | 9.0618 | 6.7999 | 11.778 | 9.3126 | 9.904 | 8.4974 | 9.4083 | 8.6926 | 8.3771 | 9.7607 | 10.5067 | 10.138 | 11.9589 | 11.8829 | 6.4128 | 7.3619 | 13.5946 | 11.1771 | 11.9019 | 11.99 | 10.9816 | 11.0828 | 14.3601 | 9.4542 | 12.3708 | 14.1792 | 13.7258 | 14.1628 | 14.0603 | 14.1994 | 12.4504 | 13.0547 | 13.2253 | 12.9404 | 12.9306 | 12.2512 | 12.5322
44% | 14.492 | 15.8734 | 13.8611 | 16.0032 | 14.4115 | 16.9951 | 15.475 | 14.8499 | 14.5094 | 11.8288 | 11.3918 | 11.9446 | 11.1858 | 12.8921 | 12.1547 | 12.5812 | 11.0712 | 10.7204 | 11.1389 | 12.2559 | 10.5255 | 13.5834 | 11.8666 | 14.5381 | 10.6327 | 11.9775 | 11.1437 | 17.8063 | 15.3117 | 16.6304 | 16.161 | 14.5557 | 14.0968 | 15.1146 | 13.8317 | 16.0006 | 15.7443 | 13.501 | 14.6566 | 14.8597 | 14.8391 | 14.4066 | 15.7086 | 15.7779 | 15.7567 | 12.8314 | 11.894 | 14.5765 | 13.8316 | 13.182 | 15.2808 | 14.781 | 14.085 | 13.7988 | 9.9042 | 9.9529 | 8.3831 | 6.2917 | 11.6366 | 9.1059 | 9.3195 | 7.9981 | 8.8654 | 8.3154 | 8.0483 | 9.3233 | 10.2185 | 9.9967 | 11.7093 | 11.616 | 6.0959 | 6.9902 | 13.2494 | 10.5808 | 11.4883 | 11.5239 | 10.2949 | 10.4997 | 13.7509 | 8.6034 | 11.62 | 14.153 | 13.5807 | 14.0973 | 13.9928 | 14.1601 | 12.3567 | 12.6515 | 12.9099 | 12.7054 | 12.7673 | 12.1041 | 12.3596
45% | 14.6804 | 16.0648 | 14.0122 | 16.2334 | 14.5963 | 17.1976 | 15.5602 | 14.8736 | 14.5868 | 11.4909 | 11.2493 | 11.7351 | 10.9964 | 12.8363 | 11.9961 | 12.4591 | 10.6703 | 10.3311 | 10.3342 | 11.6405 | 9.8373 | 12.9662 | 11.1454 | 14.0877 | 9.8638 | 11.3892 | 10.3481 | 17.8622 | 15.248 | 16.7883 | 16.3552 | 14.7753 | 14.249 | 15.3844 | 13.9693 | 16.1348 | 15.4039 | 13.6286 | 14.6286 | 14.8057 | 14.6826 | 14.4472 | 15.7164 | 15.6651 | 15.7783 | 12.644 | 11.8278 | 14.4596 | 13.7379 | 13.2432 | 15.3556 | 14.6882 | 14.0328 | 13.7354 | 9.4222 | 9.3626 | 7.5522 | 5.6721 | 11.3898 | 8.778 | 8.5772 | 7.3806 | 8.1517 | 7.7771 | 7.6215 | 8.709 | 9.7653 | 9.6921 | 11.2858 | 11.1907 | 5.6327 | 6.5002 | 12.7926 | 9.7222 | 10.8834 | 10.9576 | 9.4161 | 9.7934 | 13.0217 | 7.7241 | 10.7002 | 14.1282 | 13.3389 | 13.9005 | 13.8299 | 14.0579 | 12.1408 | 12.1288 | 12.4293 | 12.3705 | 12.4778 | 11.8135 | 12.0493
46% | 14.8326 | 16.1154 | 13.9915 | 16.3311 | 14.6281 | 17.2593 | 15.4877 | 14.7229 | 14.4999 | 11.0352 | 11.0144 | 11.4298 | 10.6772 | 12.629 | 11.6505 | 12.2302 | 10.0961 | 9.7938 | 9.3137 | 10.8444 | 8.8979 | 12.109 | 10.1866 | 13.4338 | 8.8111 | 10.6122 | 9.2893 | 17.7819 | 15.0296 | 16.7512 | 16.3323 | 14.8357 | 14.2477 | 15.4592 | 13.9664 | 16.1629 | 14.8525 | 13.5683 | 14.4119 | 14.5767 | 14.3461 | 14.4058 | 15.5817 | 15.3818 | 15.633 | 12.3333 | 11.6454 | 14.2013 | 13.483 | 13.1374 | 15.2836 | 14.4406 | 13.7963 | 13.5523 | 8.7216 | 8.6032 | 6.6069 | 4.9304 | 10.9937 | 8.3125 | 7.6093 | 6.5519 | 7.2162 | 7.1122 | 7.0689 | 7.9253 | 9.1474 | 9.2012 | 10.6939 | 10.5703 | 4.9362 | 5.8279 | 12.2534 | 8.9064 | 10.3007 | 10.1448 | 8.3216 | 8.9829 | 12.0995 | 6.4936 | 9.6829 | 14.0101 | 13.0189 | 13.5709 | 13.5478 | 13.8366 | 11.8127 | 11.4389 | 11.8307 | 11.9278 | 12.0218 | 11.3602 | 11.5928
47% | 14.7841 | 16.011 | 13.7996 | 16.207 | 14.494 | 17.1305 | 15.2609 | 14.4339 | 14.2334 | 10.4572 | 10.5993 | 10.9481 | 10.2168 | 12.4056 | 11.3129 | 11.834 | 9.3491 | 9.0837 | 8.0855 | 9.8376 | 7.7366 | 11.1213 | 8.9175 | 12.514 | 7.5216 | 9.5876 | 7.972 | 17.5697 | 14.5464 | 16.517 | 16.2009 | 14.7201 | 14.0507 | 15.3555 | 13.7297 | 15.9385 | 14.0544 | 13.2783 | 13.9881 | 14.2048 | 13.7918 | 14.1767 | 15.2579 | 14.8559 | 15.3055 | 11.864 | 11.3254 | 13.8026 | 13.0651 | 12.8792 | 15.0468 | 14.0331 | 13.3846 | 13.2301 | 7.8671 | 7.6707 | 5.4934 | 4.0407 | 10.4093 | 7.7096 | 6.465 | 5.5709 | 6.103 | 6.2421 | 6.2721 | 6.9163 | 8.3171 | 8.5356 | 9.8689 | 9.7602 | 4.0411 | 4.9975 | 11.5619 | 7.7435 | 9.5242 | 9.2092 | 6.898 | 7.9222 | 11.0603 | 4.9866 | 8.3602 | 13.7138 | 12.573 | 13.078 | 13.1366 | 13.4744 | 11.3519 | 10.6119 | 11.0484 | 11.3613 | 11.4004 | 10.7097 | 10.9519
48% | 14.4785 | 15.7779 | 13.4941 | 15.8964 | 14.2018 | 16.8509 | 14.7951 | 13.902 | 13.8468 | 9.6937 | 10.1977 | 10.3815 | 9.4871 | 12.0055 | 10.8162 | 11.3972 | 8.3787 | 8.197 | 6.6412 | 8.6003 | 6.3163 | 9.7258 | 7.3809 | 11.3985 | 5.9765 | 8.2895 | 6.4126 | 17.1166 | 13.9513 | 16.0746 | 15.8509 | 14.3636 | 13.6864 | 15.0693 | 13.2862 | 15.5583 | 12.9823 | 12.7794 | 13.3535 | 13.6188 | 12.948 | 13.6951 | 14.723 | 14.0416 | 14.6943 | 11.2596 | 10.8273 | 13.248 | 12.4954 | 12.4592 | 14.6321 | 13.443 | 12.7548 | 12.7127 | 6.8704 | 6.4403 | 4.0318 | 2.9205 | 9.5856 | 6.9656 | 5.0638 | 4.3702 | 4.7674 | 5.1668 | 5.2683 | 5.6214 | 7.286 | 7.6708 | 8.767 | 8.6566 | 2.8716 | 3.9622 | 10.6736 | 6.2798 | 8.5669 | 7.9996 | 5.3868 | 6.7617 | 9.666 | 3.3586 | 6.7968 | 13.3027 | 11.9529 | 12.3736 | 12.6128 | 12.9546 | 10.7396 | 9.6043 | 10.1069 | 10.6314 | 10.5692 | 9.8523 | 10.1068
49% | 14.1657 | 15.2226 | 13.1086 | 15.3895 | 13.6508 | 16.3719 | 14.0814 | 13.1627 | 13.3812 | 8.8412 | 9.4819 | 9.6995 | 8.5905 | 11.4656 | 10.0931 | 10.6913 | 7.1909 | 7.0817 | 4.9108 | 7.1183 | 4.6509 | 8.0282 | 5.4582 | 10.0301 | 4.1194 | 6.7607 | 4.4623 | 16.5186 | 13.0502 | 15.4041 | 15.2322 | 13.794 | 13.0656 | 14.5866 | 12.6393 | 14.9146 | 11.6012 | 12.0256 | 12.492 | 12.7184 | 11.8392 | 12.9803 | 13.9343 | 12.8995 | 13.7741 | 10.4709 | 10.1208 | 12.6159 | 11.7142 | 11.8464 | 14.03 | 12.6644 | 11.8784 | 12.0668 | 5.5635 | 5.0862 | 2.3468 | 1.6483 | 8.5153 | 5.9266 | 3.3971 | 2.8937 | 3.1668 | 3.8231 | 4.0522 | 4.0606 | 5.9496 | 6.5515 | 7.434 | 7.2639 | 1.5431 | 2.793 | 9.7594 | 4.8488 | 7.2614 | 6.4797 | 3.8288 | 5.3542 | 7.9763 | 1.3986 | 5.0623 | 12.7897 | 11.2002 | 11.4817 | 11.9474 | 12.2796 | 9.9028 | 8.3726 | 8.9859 | 9.6992 | 9.5111 | 8.78 | 9.0439
50% | 13.7101 | 14.5905 | 12.3838 | 14.5371 | 12.8711 | 15.6607 | 13.1126 | 12.145 | 12.5893 | 7.6692 | 8.5032 | 8.7143 | 7.5379 | 10.723 | 9.1095 | 9.8841 | 5.7483 | 5.7878 | 2.7471 | 5.3876 | 2.6386 | 6.0725 | 3.2567 | 8.4226 | 1.9673 | 4.8785 | 2.2648 | 15.7203 | 11.9811 | 14.4058 | 14.3995 | 13.0877 | 12.2721 | 13.9421 | 11.7111 | 14.0721 | 9.9214 | 10.926 | 11.3011 | 11.531 | 10.3853 | 12.0631 | 12.8275 | 11.4062 | 12.6665 | 9.5205 | 9.2228 | 11.7696 | 10.6615 | 11.0065 | 13.2165 | 11.6557 | 10.7352 | 11.2204 | 4.0309 | 3.1934 | 0.44557 | 0.12301 | 7.1339 | 4.7062 | 1.459 | 1.1568 | 1.2858 | 2.195 | 2.5349 | 2.1425 | 4.4167 | 5.0819 | 5.6821 | 5.5769 | -0.10295 | 1.171 | 8.518 | 2.9559 | 5.8156 | 4.633 | 1.8097 | 3.6133 | 6.1852 | -0.76429 | 3.2307 | 12.0858 | 10.263 | 10.4549 | 11.0532 | 11.4186 | 8.8794 | 6.9684 | 7.653 | 8.6824 | 8.2101 | 7.4152 | 7.7362
51% | 12.9972 | 13.7858 | 11.4376 | 13.4887 | 12.0578 | 14.729 | 11.9703 | 10.8879 | 11.5144 | 6.4139 | 7.3444 | 7.6524 | 6.0573 | 9.8545 | 7.9756 | 8.7568 | 4.2641 | 4.2196 | 0.2951 | 3.2893 | 0.28929 | 3.8245 | 0.73469 | 6.474 | -0.51433 | 2.7437 | -0.26391 | 14.7138 | 10.5963 | 13.2933 | 13.2982 | 12.0065 | 11.2435 | 13.0267 | 10.4955 | 13.0077 | 7.8501 | 9.3747 | 9.8057 | 10.027 | 8.5481 | 10.7801 | 11.393 | 9.568 | 11.0917 | 8.2751 | 8.0762 | 10.5676 | 9.3698 | 9.8839 | 12.163 | 10.4005 | 9.3819 | 10.0266 | 2.3254 | 1.1449 | -1.6691 | -1.7036 | 5.4523 | 3.1997 | -0.74514 | -0.916 | -0.88642 | 0.28255 | 0.62433 | -0.067661 | 2.4785 | 3.274 | 3.6088 | 3.5074 | -1.9 | -0.73727 | 6.9804 | 0.89643 | 4.0231 | 2.5749 | -0.33508 | 1.7174 | 4.0707 | -2.7917 | 1.0381 | 11.214 | 9.1341 | 9.2296 | 9.984 | 10.2745 | 7.618 | 5.345 | 6.1339 | 7.4443 | 6.644 | 5.818 | 6.1621
52% | 12.1538 | 12.6321 | 10.2929 | 12.2191 | 10.837 | 13.6523 | 10.5691 | 9.4182 | 10.3005 | 4.86 | 6.2552 | 6.27 | 4.4953 | 8.6823 | 6.7158 | 7.4896 | 2.377 | 2.4838 | -2.4282 | 0.91516 | -2.2879 | 1.1623 | -2.0608 | 4.2132 | -3.2743 | 0.19994 | -3.1023 | 13.2833 | 8.9934 | 11.8345 | 11.8225 | 10.6368 | 9.891 | 11.7898 | 8.9955 | 11.3932 | 5.4063 | 7.4393 | 7.9866 | 8.1241 | 6.3364 | 9.143 | 9.5476 | 7.2712 | 9.2758 | 6.8383 | 6.6673 | 9.1966 | 7.7149 | 8.5441 | 10.8571 | 8.8928 | 7.6103 | 8.643 | 0.2098 | -1.2785 | -4.1738 | -3.8151 | 3.3627 | 1.3617 | -3.2286 | -3.3122 | -3.3607 | -2.0082 | -1.5819 | -2.6945 | 0.31608 | 1.3318 | 1.2007 | 1.1007 | -4.2211 | -2.8915 | 5.452 | -1.1752 | 2.2497 | 0.4265 | -2.4224 | -0.36499 | 1.6915 | -5.0843 | -1.3559 | 10.2415 | 7.816 | 7.7424 | 8.6746 | 8.9939 | 6.1047 | 3.58 | 4.4286 | 5.9986 | 4.804 | 3.9391 | 4.3196
53% | 10.8197 | 11.3889 | 8.9031 | 10.6063 | 9.4445 | 12.2381 | 8.964 | 7.8472 | 8.8323 | 3.1977 | 4.737 | 4.7647 | 2.7073 | 7.3256 | 5.2305 | 6.0074 | 0.38855 | 0.68688 | -5.4199 | -1.8257 | -5.179 | -1.7531 | -5.1146 | 1.681 | -6.2728 | -2.5664 | -6.1556 | 11.5484 | 7.0644 | 10.2217 | 10.2053 | 9.0782 | 8.3462 | 10.2238 | 7.2095 | 9.509 | 2.5925 | 5.0053 | 5.7747 | 5.8234 | 3.7371 | 6.9828 | 7.3075 | 4.5504 | 6.9352 | 5.1243 | 5.0635 | 7.6724 | 5.8979 | 6.8973 | 9.2844 | 7.0561 | 5.6385 | 6.9861 | -2.131 | -4.0118 | -6.8304 | -6.1017 | 0.90869 | -0.66695 | -5.965 | -5.9757 | -6.007 | -4.6242 | -4.2226 | -5.5295 | -2.1072 | -0.9825 | -1.6512 | -1.5775 | -6.6129 | -5.3187 | 3.5659 | -3.3868 | 0.13558 | -1.8523 | -4.5558 | -2.6566 | -0.74572 | -7.3682 | -3.7833 | 9.0462 | 6.3326 | 5.9726 | 7.1466 | 7.432 | 4.3288 | 1.5901 | 2.593 | 4.4436 | 2.7068 | 1.8124 | 2.2341
54% | 9.2794 | 9.8628 | 7.3537 | 8.7155 | 7.9149 | 10.559 | 7.191 | 6.0422 | 7.1845 | 1.3552 | 2.9364 | 3.1607 | 0.698 | 5.7757 | 3.5831 | 4.2662 | -1.778 | -1.2497 | -8.5967 | -4.7458 | -8.2319 | -4.9222 | -8.2637 | -1.0899 | -9.4407 | -5.566 | -9.3333 | 9.5723 | 4.9023 | 8.3926 | 8.2909 | 7.148 | 6.536 | 8.4318 | 5.0557 | 7.3561 | -0.52143 | 2.4013 | 3.1889 | 3.1279 | 0.81054 | 4.4363 | 4.6701 | 1.4664 | 4.1959 | 3.2021 | 3.1879 | 5.8289 | 3.8769 | 5.0635 | 7.3449 | 4.9496 | 3.3219 | 5.0164 | -4.737 | -6.9094 | -9.5431 | -8.652 | -1.9683 | -3.1197 | -8.8276 | -8.8578 | -8.8632 | -7.517 | -7.0621 | -8.5062 | -4.7874 | -3.5248 | -4.7775 | -4.5192 | -9.2196 | -7.9865 | 1.3562 | -5.5705 | -2.1149 | -4.2451 | -6.6328 | -4.9554 | -3.3436 | -9.5461 | -6.2302 | 7.702 | 4.5226 | 4.015 | 5.4142 | 5.7246 | 2.315 | -0.55892 | 0.63811 | 2.8456 | 0.37365 | -0.52152 | -0.055471
55% | 7.6527 | 8.2259 | 5.8058 | 6.6518 | 6.1568 | 8.752 | 5.3271 | 4.1987 | 5.5174 | -0.67607 | 1.0866 | 1.4349 | -1.4114 | 4.0723 | 1.804 | 2.3966 | -4.0143 | -3.3812 | -11.8437 | -7.8602 | -11.3104 | -8.1298 | -11.4485 | -4.1623 | -12.5813 | -8.7223 | -12.5075 | 7.4155 | 2.7163 | 6.2427 | 6.0474 | 4.9393 | 4.3925 | 6.4291 | 2.6626 | 5.1333 | -3.8297 | -0.67967 | 0.24437 | 0.11234 | -2.3922 | 1.4795 | 1.6513 | -1.9278 | 1.0645 | 1.0608 | 1.1162 | 3.7319 | 1.5448 | 2.9025 | 5.169 | 2.5844 | 0.72855 | 2.7871 | -7.4291 | -9.8747 | -12.3769 | -11.2592 | -5.1796 | -5.753 | -11.7241 | -11.9316 | -11.6844 | -10.5655 | -10.087 | -11.5384 | -7.5988 | -6.2001 | -7.9749 | -7.5652 | -11.7831 | -10.7346 | -0.90738 | -7.6977 | -4.3934 | -6.5929 | -8.558 | -7.211 | -5.8433 | -11.5194 | -8.5397 | 6.2428 | 2.6333 | 1.7912 | 3.4139 | 3.8243 | 0.037787 | -2.7391 | -1.4523 | 1.0697 | -2.0945 | -2.9942 | -2.4958
56% | 6.0554 | 6.4809 | 4.0531 | 4.5622 | 4.2398 | 6.9036 | 3.4725 | 2.4318 | 3.7855 | -2.7417 | -0.81469 | -0.4859 | -3.5563 | 2.4111 | -0.057937 | 0.44241 | -6.1508 | -5.5057 | -14.9913 | -10.9495 | -14.2065 | -11.2837 | -14.4284 | -7.294 | -15.5844 | -11.8174 | -15.5254 | 5.1541 | 0.47414 | 4.0224 | 3.6358 | 2.5575 | 2.1356 | 4.2074 | 0.086374 | 2.627 | -7.2114 | -4.0514 | -2.9403 | -3.1669 | -5.7839 | -1.7984 | -1.7164 | -5.5004 | -2.3873 | -1.2634 | -1.1467 | 1.425 | -0.88739 | 0.60002 | 2.7521 | -0.023465 | -2.0888 | 0.27462 | -10.2917 | -12.8667 | -15.1183 | -13.9513 | -8.5965 | -8.582 | -14.5675 | -15.058 | -14.4957 | -13.4881 | -13.0616 | -14.3721 | -10.3184 | -8.7952 | -11.0766 | -10.5371 | -14.176 | -13.3831 | -3.3412 | -9.6511 | -6.6812 | -8.7632 | -10.2502 | -9.3402 | -8.1614 | -13.1837 | -10.6796 | 4.6198 | 0.56578 | -0.51253 | 1.2541 | 1.7348 | -2.3808 | -4.8913 | -3.5107 | -0.70219 | -4.6224 | -5.501 | -4.9932
57% | 4.4745 | 4.8368 | 2.3903 | 2.5139 | 2.3182 | 5.0913 | 1.753 | 0.76108 | 2.1491 | -4.7462 | -2.6319 | -2.3924 | -5.6903 | 0.64338 | -1.8621 | -1.474 | -8.1398 | -7.5175 | -17.8769 | -13.943 | -16.9959 | -14.4133 | -17.1538 | -10.3463 | -18.2924 | -14.7548 | -18.1666 | 2.7352 | -1.6058 | 1.7361 | 1.1977 | 0.10546 | -0.27623 | 1.8379 | -2.5965 | 0.062661 | -10.5429 | -7.554 | -6.306 | -6.5495 | -9.2464 | -5.3328 | -5.2673 | -9.1273 | -6.0942 | -3.672 | -3.549 | -0.99887 | -3.3049 | -1.812 | 0.11568 | -2.7625 | -4.9739 | -2.4731 | -13.2532 | -15.555 | -17.7192 | -16.507 | -12.0706 | -11.4868 | -16.9845 | -17.9165 | -16.928 | -16.4696 | -16.064 | -16.8772 | -12.9937 | -11.3522 | -13.9806 | -13.245 | -16.2952 | -15.8706 | -5.7751 | -11.362 | -8.7371 | -10.7158 | -11.6689 | -11.2537 | -10.2709 | -14.457 | -12.4978 | 2.9442 | -1.6488 | -2.9322 | -1.0188 | -0.36541 | -4.8991 | -6.9231 | -5.4777 | -2.4227 | -7.1187 | -7.9302 | -7.4456
58% | 2.9233 | 3.323 | 0.87161 | 0.65003 | 0.53868 | 3.4177 | 0.22099 | -0.62977 | 0.68077 | -6.6688 | -4.369 | -4.3044 | -7.6962 | -1.0328 | -3.6427 | -3.3528 | -9.9299 | -9.3602 | -20.1657 | -16.4946 | -19.3321 | -17.0741 | -19.4138 | -13.1565 | -20.5429 | -17.419 | -20.2412 | 0.42345 | -3.541 | -0.48092 | -1.1813 | -2.419 | -2.7263 | -0.62794 | -5.2254 | -2.4089 | -13.5564 | -11.0112 | -9.655 | -9.8814 | -12.4928 | -8.9216 | -8.8171 | -12.549 | -9.7619 | -5.9845 | -5.9871 | -3.4547 | -5.6882 | -4.1834 | -2.627 | -5.6101 | -7.8339 | -5.3097 | -15.8355 | -17.8624 | -19.7162 | -18.7613 | -15.5644 | -14.2277 | -18.9541 | -20.4716 | -18.9707 | -19.0478 | -18.5532 | -18.8878 | -15.1816 | -13.5079 | -16.4106 | -15.4667 | -17.9998 | -17.9901 | -8.2277 | -12.7815 | -10.5783 | -12.34 | -12.7086 | -12.8211 | -11.881 | -15.3473 | -14.0025 | 1.2743 | -3.8859 | -5.3388 | -3.334 | -2.3991 | -7.3572 | -8.7645 | -7.2753 | -3.9778 | -9.4006 | -10.1485 | -9.6914
59% | 1.5239 | 2.0197 | -0.49828 | -0.99628 | -1.1158 | 1.9911 | -1.0353 | -1.7615 | -0.62082 | -8.3239 | -5.9511 | -6.0494 | -9.4142 | -2.4718 | -5.2279 | -5.0265 | -11.43 | -11.0148 | -22.0445 | -18.8759 | -21.1328 | -19.0902 | -21.1303 | -15.4618 | -22.2039 | -19.5462 | -21.7817 | -1.841 | -5.0674 | -2.5637 | -3.3791 | -4.8211 | -5.0833 | -3.0075 | -7.6597 | -4.6912 | -16.0352 | -13.9988 | -12.7703 | -12.9728 | -15.4584 | -12.2921 | -12.303 | -15.6342 | -13.3331 | -8.3279 | -8.3435 | -5.8016 | -7.8212 | -6.3884 | -5.3641 | -8.3033 | -10.5123 | -8.1158 | -18.2012 | -19.7984 | -21.2104 | -20.5425 | -18.7605 | -16.6938 | -20.4239 | -22.4939 | -20.5202 | -21.0607 | -20.4803 | -20.1954 | -16.9425 | -15.1977 | -18.0719 | -16.9576 | -19.2349 | -19.6324 | -10.3616 | -13.8253 | -12.0481 | -13.5225 | -13.3432 | -14.0204 | -13.1534 | -15.8228 | -15.1013 | -0.40001 | -6.0756 | -7.5604 | -5.6236 | -4.308 | -9.5781 | -10.3103 | -8.7503 | -5.261 | -11.3908 | -12.0573 | -11.6289
60% | 0.27102 | 0.91109 | -1.5335 | -2.2278 | -2.4798 | 0.91631 | -1.9356 | -2.5957 | -1.5951 | -9.7528 | -7.2401 | -7.5921 | -10.8355 | -3.6634 | -6.5207 | -6.4756 | -12.582 | -12.2324 | -23.2815 | -20.4596 | -22.4248 | -20.535 | -22.1548 | -17.1659 | -23.234 | -21.0854 | -22.6355 | -3.652 | -6.2094 | -4.281 | -5.235 | -7 | -7.1522 | -5.2704 | -9.7313 | -6.5689 | -18.127 | -16.5243 | -15.3562 | -15.554 | -17.9585 | -15.2983 | -15.3396 | -18.083 | -16.2823 | -10.2496 | -10.3762 | -8.0513 | -9.554 | -8.3565 | -7.9215 | -10.7478 | -12.837 | -10.7394 | -20.0983 | -21.0564 | -22.2434 | -21.8681 | -21.323 | -18.8576 | -21.2058 | -23.8016 | -21.38 | -22.2493 | -21.6577 | -20.8156 | -18.0164 | -16.3108 | -19.0883 | -17.6463 | -19.8797 | -20.5736 | -12.2371 | -14.4664 | -13.282 | -14.2437 | -13.6178 | -14.7773 | -13.7961 | -15.8719 | -15.6568 | -1.9321 | -8.0891 | -9.5803 | -7.6307 | -5.9782 | -11.6009 | -11.4734 | -9.879 | -6.3326 | -12.9478 | -13.5147 | -13.1597
61% | -0.72249 | 0.1727 | -2.1981 | -3.0386 | -3.5354 | 0.1022 | -2.5003 | -3.1033 | -2.2173 | -10.8784 | -8.186 | -8.789 | -11.855 | -4.6699 | -7.4245 | -7.5166 | -13.2961 | -12.9993 | -23.5177 | -21.2457 | -22.8765 | -21.189 | -22.4996 | -18.1526 | -23.4317 | -22.0958 | -22.738 | -5.086 | -6.8583 | -5.6022 | -6.72 | -8.8167 | -8.8854 | -7.1376 | -11.4032 | -8.0198 | -19.4792 | -18.3598 | -17.3765 | -17.5571 | -19.7688 | -17.7985 | -17.8116 | -19.8208 | -18.7146 | -11.7824 | -12.0423 | -9.9405 | -10.8871 | -9.8854 | -10.0909 | -12.8317 | -14.6795 | -12.8971 | -21.4171 | -21.5948 | -22.6761 | -22.5692 | -23.2422 | -20.3872 | -21.1938 | -24.345 | -21.5061 | -22.8255 | -22.2417 | -20.6942 | -18.6218 | -16.9234 | -19.3131 | -17.6777 | -19.8593 | -20.9137 | -13.6902 | -14.7573 | -13.995 | -14.5173 | -13.4846 | -15.0655 | -14.0363 | -15.5062 | -15.7627 | -3.2049 | -9.8457 | -11.2676 | -9.3221 | -7.3295 | -12.9706 | -12.2311 | -10.6464 | -7.0092 | -14.0026 | -14.4706 | -14.1729
62% | -1.3649 | -0.19656 | -2.549 | -3.477 | -4.2932 | -0.34114 | -2.6615 | -3.2797 | -2.4559 | -11.4786 | -8.7749 | -9.6578 | -12.4519 | -5.266 | -8.1485 | -8.2283 | -13.506 | -13.3798 | -23.0986 | -21.1902 | -22.5638 | -21.0699 | -22.1483 | -18.3347 | -22.872 | -22.3099 | -22.0664 | -5.8829 | -7.0987 | -6.568 | -7.8485 | -10.2713 | -10.1527 | -8.5736 | -12.5514 | -8.9907 | -20.0548 | -19.5224 | -18.6272 | -18.8906 | -20.9091 | -19.5583 | -19.7453 | -20.8631 | -20.341 | -12.8074 | -13.2549 | -11.3921 | -11.6637 | -10.9294 | -11.8785 | -14.3798 | -16.005 | -14.7467 | -21.9705 | -21.6021 | -22.4973 | -22.6726 | -24.3582 | -21.2391 | -20.5463 | -24.0259 | -20.9696 | -22.8204 | -22.0993 | -19.9701 | -18.498 | -16.9048 | -18.94 | -17.0557 | -19.3934 | -20.647 | -14.7363 | -14.7397 | -14.5222 | -14.3152 | -13.0581 | -14.99 | -13.7846 | -14.7617 | -15.4403 | -4.2752 | -11.1929 | -12.57 | -10.558 | -8.2537 | -13.8615 | -12.4825 | -10.996 | -7.2822 | -14.5064 | -14.905 | -14.6774
63% | -1.6692 | -0.27816 | -2.5926 | -3.5346 | -4.6681 | -0.34189 | -2.4735 | -3.1079 | -2.3718 | -11.6813 | -8.9964 | -10.0614 | -12.5903 | -5.5728 | -8.5235 | -8.6055 | -13.3513 | -13.3374 | -21.9452 | -20.5208 | -21.6344 | -20.2532 | -21.1948 | -17.7311 | -21.6647 | -21.8 | -20.7353 | -6.2278 | -6.8189 | -7.0042 | -8.3752 | -11.1691 | -10.988 | -9.5029 | -13.171 | -9.5262 | -19.9465 | -19.8662 | -19.1323 | -19.5844 | -21.3548 | -20.6255 | -20.8581 | -21.0521 | -21.1459 | -13.4528 | -13.9792 | -12.3498 | -11.9517 | -11.4433 | -12.9362 | -15.4477 | -16.6417 | -15.7957 | -21.9546 | -20.9771 | -21.7431 | -22.1791 | -24.5933 | -21.4028 | -19.346 | -22.9852 | -19.7965 | -22.1458 | -21.2695 | -18.724 | -17.8757 | -16.2854 | -17.8929 | -15.7572 | -18.3897 | -19.7888 | -15.2809 | -14.4588 | -14.5053 | -13.6935 | -12.3332 | -14.5044 | -13.0957 | -13.7001 | -14.7796 | -5.0133 | -12.0366 | -13.2968 | -11.3244 | -8.7266 | -14.1501 | -12.3178 | -10.9615 | -7.2332 | -14.4893 | -14.8018 | -14.6293
64% | -1.684 | -0.03994 | -2.2661 | -3.2186 | -4.759 | -0.066861 | -2.0182 | -2.6882 | -1.9556 | -11.5832 | -8.7499 | -10.1583 | -12.3855 | -5.5954 | -8.3476 | -8.5747 | -12.7483 | -12.9126 | -20.1949 | -19.1746 | -19.9996 | -18.8115 | -19.6543 | -16.45 | -19.9082 | -20.6667 | -18.8912 | -5.9743 | -6.1618 | -7.0188 | -8.5937 | -11.682 | -11.3377 | -9.8405 | -13.1871 | -9.4852 | -19.2039 | -19.4465 | -18.9901 | -19.5712 | -21.043 | -20.964 | -21.2421 | -20.5479 | -21.2646 | -13.5362 | -14.1193 | -12.8278 | -11.7079 | -11.4338 | -13.5068 | -15.9105 | -16.6481 | -16.2285 | -21.3666 | -19.7834 | -20.5061 | -21.0869 | -24.0771 | -21.0092 | -17.6276 | -21.2946 | -18.148 | -20.8965 | -19.8888 | -16.979 | -16.6952 | -15.2077 | -16.3136 | -13.9792 | -16.945 | -18.4953 | -15.4992 | -13.8754 | -14.119 | -12.7263 | -11.3349 | -13.7036 | -12.0772 | -12.3386 | -13.8009 | -5.3507 | -12.4536 | -13.4813 | -11.5448 | -8.7679 | -13.9284 | -11.7487 | -10.5505 | -6.8242 | -13.9778 | -14.2009 | -14.0935
65% | -1.545 | 0.45789 | -1.7131 | -2.6362 | -4.5725 | 0.41934 | -1.3316 | -2.0833 | -1.3008 | -11.0318 | -8.2421 | -9.8985 | -11.7827 | -5.3955 | -7.8915 | -8.1398 | -11.843 | -12.1711 | -17.8377 | -17.2306 | -17.8811 | -16.6974 | -17.6866 | -14.5422 | -17.6546 | -18.964 | -16.6985 | -5.3488 | -5.0859 | -6.6944 | -8.1862 | -11.5859 | -11.1753 | -9.7701 | -12.6881 | -8.988 | -17.9 | -18.4549 | -18.1802 | -18.9283 | -20.1513 | -20.6945 | -20.9603 | -19.3869 | -20.6329 | -13.1674 | -13.7249 | -12.755 | -10.9962 | -10.9566 | -13.4115 | -15.7554 | -16.0794 | -16.0659 | -20.1083 | -18.1414 | -18.813 | -19.5218 | -22.8214 | -20.0567 | -15.4931 | -19.0814 | -16.0825 | -19.2074 | -18.0421 | -14.866 | -15.0291 | -13.6904 | -14.3388 | -11.8388 | -15.185 | -16.7613 | -15.2034 | -13.1291 | -13.4464 | -11.4692 | -10.1669 | -12.6273 | -10.7605 | -10.8226 | -12.5714 | -5.3947 | -12.4036 | -13.2799 | -11.2591 | -8.3765 | -13.1128 | -10.802 | -9.7821 | -6.1134 | -12.9992 | -13.175 | -13.1241
66% | -1.2224 | 1.0816 | -1.0135 | -1.8954 | -4.083 | 1.1332 | -0.50949 | -1.3952 | -0.50133 | -10.2051 | -7.464 | -9.3355 | -10.9309 | -4.8775 | -7.1339 | -7.4258 | -10.6259 | -11.0999 | -15.0991 | -14.7218 | -15.2488 | -14.0656 | -15.294 | -12.1011 | -15.1012 | -16.814 | -13.8381 | -4.3592 | -3.857 | -5.9828 | -7.4184 | -11.1599 | -10.5341 | -9.2406 | -11.6626 | -8.1599 | -16.1259 | -16.889 | -16.8365 | -17.7848 | -18.7366 | -19.7671 | -19.9962 | -17.6674 | -19.2719 | -12.346 | -12.8052 | -12.2298 | -9.9287 | -10.0594 | -12.7715 | -15.0031 | -14.9307 | -15.3118 | -18.3593 | -16.1434 | -16.7002 | -17.5764 | -20.9689 | -18.5889 | -13.0925 | -16.5075 | -13.6565 | -17.0437 | -15.7994 | -12.5636 | -12.9989 | -11.8327 | -12.1458 | -9.4369 | -13.2011 | -14.7527 | -14.5129 | -12.2418 | -12.4296 | -9.9763 | -8.7956 | -11.3022 | -9.1792 | -9.1529 | -11.0815 | -5.0278 | -11.8313 | -12.6413 | -10.5098 | -7.6306 | -11.9731 | -9.5801 | -8.7736 | -5.1675 | -11.6459 | -11.7852 | -11.7627
67% | -0.66079 | 1.8214 | -0.14499 | -1.0141 | -3.4105 | 1.9318 | 0.37919 | -0.5982 | 0.37746 | -9.1405 | -6.4031 | -8.4617 | -9.8311 | -4.081 | -6.1795 | -6.4058 | -9.1986 | -9.7817 | -12.1969 | -12.0672 | -12.3988 | -11.4525 | -12.5871 | -9.4044 | -12.428 | -14.3183 | -11.2285 | -3.103 | -2.557 | -4.9103 | -6.3869 | -10.3049 | -9.5281 | -8.3348 | -10.3027 | -7.074 | -14.0843 | -14.9206 | -15.0282 | -16.1646 | -16.9504 | -18.3864 | -18.4968 | -15.6141 | -17.4557 | -11.1176 | -11.4726 | -11.3577 | -8.4666 | -8.8243 | -11.6595 | -13.7916 | -13.4104 | -13.9736 | -16.1783 | -13.8792 | -14.3141 | -15.3176 | -18.6436 | -16.6824 | -10.6309 | -13.632 | -11.0862 | -14.6541 | -13.3986 | -10.1304 | -10.7885 | -9.77 | -9.8101 | -6.9963 | -11.0692 | -12.5956 | -13.4536 | -11.0906 | -11.1517 | -8.3851 | -7.3346 | -9.7851 | -7.4775 | -7.419 | -9.3769 | -4.3668 | -10.8207 | -11.6093 | -9.3528 | -6.5507 | -10.4224 | -8.1198 | -7.4892 | -3.9705 | -10.0242 | -10.1267 | -10.1321
68% | 0.018894 | 2.582 | 0.7664 | -0.16077 | -2.6738 | 2.7595 | 1.2373 | 0.18309 | 1.2733 | -7.874 | -5.1829 | -7.3345 | -8.6022 | -3.1447 | -4.9947 | -5.2319 | -7.6544 | -8.304 | -9.1663 | -9.0152 | -9.5573 | -8.6738 | -9.8927 | -6.4141 | -9.7115 | -11.6241 | -8.5668 | -1.7004 | -1.1183 | -3.6783 | -5.1793 | -9.1332 | -8.2465 | -7.1297 | -8.7695 | -5.8414 | -11.8026 | -12.7165 | -12.9383 | -14.3105 | -14.9194 | -16.6527 | -16.563 | -13.3428 | -15.2397 | -9.6076 | -9.8017 | -10.0746 | -6.8936 | -7.3394 | -10.1323 | -12.2185 | -11.5685 | -12.3155 | -13.7713 | -11.4424 | -11.8704 | -12.9003 | -16.02 | -14.5759 | -8.1066 | -10.74 | -8.5513 | -12.0799 | -10.8747 | -7.7826 | -8.4833 | -7.5947 | -7.5041 | -4.537 | -8.9451 | -10.332 | -12.0624 | -9.6567 | -9.7116 | -6.7344 | -5.8652 | -8.194 | -5.7475 | -5.6973 | -7.7102 | -3.4067 | -9.5318 | -10.2726 | -7.8724 | -5.2274 | -8.6193 | -6.5229 | -6.0678 | -2.6469 | -8.2293 | -8.3025 | -8.3439
69% | 0.79443 | 3.3422 | 1.6223 | 0.65172 | -1.8971 | 3.4851 | 2.0304 | 0.9171 | 2.1758 | -6.4985 | -3.8873 | -6.0365 | -7.2648 | -2.0982 | -3.7292 | -3.9319 | -6.0134 | -6.7117 | -6.1997 | -6.2251 | -6.9285 | -5.9583 | -7.2872 | -3.4017 | -7.0906 | -8.8561 | -6.0458 | -0.24111 | 0.21043 | -2.3314 | -3.8125 | -7.8101 | -6.8026 | -5.7577 | -7.0631 | -4.4558 | -9.5014 | -10.397 | -10.7481 | -12.2036 | -12.7367 | -14.6999 | -14.4094 | -10.9766 | -12.8622 | -7.9044 | -8.0094 | -8.5666 | -5.2503 | -5.7322 | -8.3787 | -10.3062 | -9.5604 | -10.4086 | -11.124 | -8.9565 | -9.1858 | -10.5583 | -13.2192 | -12.3002 | -5.6833 | -7.906 | -6.1001 | -9.5839 | -8.4049 | -5.5462 | -6.1561 | -5.4318 | -5.316 | -2.2488 | -6.8346 | -8.1713 | -10.4933 | -8.1046 | -8.0886 | -5.1041 | -4.423 | -6.594 | -4.0878 | -4 | -5.9971 | -2.2796 | -7.9347 | -8.6882 | -6.2167 | -3.7298 | -6.7426 | -4.9194 | -4.5807 | -1.3281 | -6.3612 | -6.4225 | -6.4767
70% | 1.5551 | 4.0475 | 2.4266 | 1.3652 | -1.1115 | 4.0791 | 2.708 | 1.5671 | 2.9991 | -5.0582 | -2.5625 | -4.6775 | -5.8799 | -0.95485 | -2.4019 | -2.5497 | -4.3958 | -5.1197 | -3.4251 | -3.5608 | -4.4195 | -3.4349 | -4.8556 | -0.65004 | -4.7063 | -6.2294 | -3.7779 | 1.1893 | 1.4726 | -0.94524 | -2.4444 | -6.3047 | -5.2848 | -4.2839 | -5.2723 | -3.0936 | -7.28 | -8.0965 | -8.5345 | -10.1201 | -10.5558 | -12.5767 | -12.1835 | -8.6673 | -10.3628 | -6.1359 | -6.1183 | -6.9234 | -3.6291 | -4.103 | -6.5409 | -8.3316 | -7.4532 | -8.372 | -8.587 | -6.5932 | -6.6418 | -8.2628 | -10.4992 | -10.0612 | -3.581 | -5.2692 | -3.8229 | -7.1387 | -6.0693 | -3.5082 | -3.9201 | -3.372 | -3.2906 | -0.22599 | -4.8933 | -6.1261 | -8.7649 | -6.4469 | -6.4443 | -3.545 | -3.0164 | -5.0328 | -2.4943 | -2.3761 | -4.3934 | -1.0737 | -6.1622 | -6.9892 | -4.3971 | -2.1933 | -4.7863 | -3.3316 | -3.0663 | 0.024862 | -4.5357 | -4.5718 | -4.6416
71% | 2.3395 | 4.6634 | 3.1422 | 1.9636 | -0.4346 | 4.5984 | 3.2574 | 2.1286 | 3.78 | -3.6338 | -1.2341 | -3.299 | -4.5584 | 0.21327 | -1.0926 | -1.1612 | -2.8564 | -3.5948 | -0.93766 | -1.1126 | -2.1586 | -1.1936 | -2.7015 | 1.7581 | -2.6146 | -3.7635 | -1.8599 | 2.5347 | 2.5473 | 0.37189 | -1.1141 | -4.715 | -3.7904 | -2.8415 | -3.565 | -1.78 | -5.2615 | -5.9206 | -6.472 | -8.0722 | -8.4522 | -10.3481 | -9.9277 | -6.5055 | -7.98 | -4.4901 | -4.2387 | -5.2011 | -2.125 | -2.5518 | -4.7322 | -6.3685 | -5.4956 | -6.3784 | -6.1715 | -4.3681 | -4.1754 | -6.1526 | -7.9408 | -7.8996 | -1.722 | -2.884 | -1.8237 | -4.8427 | -3.8874 | -1.7292 | -1.8293 | -1.4682 | -1.4951 | 1.5247 | -3.1314 | -4.2494 | -7.032 | -4.8383 | -4.7545 | -2.0911 | -1.6901 | -3.5702 | -0.99591 | -0.92568 | -2.8481 | 0.19973 | -4.3358 | -5.2519 | -2.6736 | -0.68174 | -2.88 | -1.7958 | -1.61 | 1.2868 | -2.8166 | -2.8279 | -2.8993
72% | 3.0906 | 5.1806 | 3.7712 | 2.4327 | 0.1567 | 5.0604 | 3.6949 | 2.6383 | 4.4342 | -2.2758 | -0.025623 | -1.9328 | -3.2673 | 1.35 | 0.18488 | 0.18265 | -1.4777 | -2.1987 | 1.1869 | 0.98381 | -0.18744 | 0.73373 | -0.82465 | 3.954 | -0.89355 | -1.5764 | -0.27232 | 3.7258 | 3.4632 | 1.5933 | 0.14441 | -3.2224 | -2.3226 | -1.4431 | -1.9913 | -0.57419 | -3.3864 | -3.9863 | -4.6259 | -6.2038 | -6.5571 | -8.3079 | -7.7302 | -4.6021 | -5.738 | -2.8022 | -2.509 | -3.5762 | -0.77476 | -1.173 | -3.0365 | -4.4771 | -3.6362 | -4.5585 | -3.7654 | -2.3467 | -1.8718 | -4.3214 | -5.6363 | -5.8832 | -0.19865 | -0.81108 | -0.083791 | -2.8223 | -1.9807 | -0.1671 | 0.013925 | 0.24223 | 0.066088 | 3.0746 | -1.5722 | -2.6443 | -5.2565 | -3.3166 | -3.1747 | -0.80707 | -0.49345 | -2.1774 | 0.31347 | 0.32287 | -1.463 | 1.5177 | -2.5819 | -3.5934 | -1.0442 | 0.75044 | -1.1948 | -0.44411 | -0.24994 | 2.442 | -1.2292 | -1.2555 | -1.3069
73% | 3.7766 | 5.6427 | 4.2459 | 2.7832 | 0.70523 | 5.4399 | 4.0821 | 3.1018 | 5.0041 | -1.0677 | 1.135 | -0.65417 | -2.1174 | 2.4575 | 1.4167 | 1.4112 | -0.24166 | -0.92935 | 2.9505 | 2.7001 | 1.4567 | 2.3015 | 0.6849 | 5.8092 | 0.47786 | 0.31522 | 1.0339 | 4.7592 | 4.1856 | 2.6741 | 1.2608 | -1.8126 | -1.0024 | -0.18711 | -0.59416 | 0.51424 | -1.8357 | -2.2756 | -3.0227 | -4.4503 | -4.881 | -6.3861 | -5.7448 | -2.9801 | -3.7625 | -1.2683 | -0.98435 | -2.0024 | 0.38713 | 0.066486 | -1.5165 | -2.7789 | -2.0375 | -2.8688 | -1.6838 | -0.57262 | 0.22336 | -2.7198 | -3.6046 | -4.0902 | 1.0778 | 0.90915 | 1.3093 | -0.97397 | -0.31645 | 1.1588 | 1.6182 | 1.7241 | 1.3638 | 4.358 | -0.21822 | -1.2175 | -3.5879 | -1.8396 | -1.6265 | 0.3089 | 0.57389 | -0.92772 | 1.4295 | 1.4751 | -0.24127 | 2.6193 | -0.83124 | -2.0215 | 0.42223 | 2.0109 | 0.32465 | 0.66 | 1.02 | 3.4782 | 0.15315 | 0.13665 | 0.11344
74% | 4.3712 | 6.1102 | 4.6521 | 3.0975 | 1.0971 | 5.7707 | 4.4396 | 3.5 | 5.4768 | 0.037353 | 2.1444 | 0.49049 | -1.0585 | 3.4973 | 2.5759 | 2.5661 | 0.80047 | 0.17931 | 4.4001 | 4.1223 | 2.7393 | 3.5548 | 1.9261 | 7.3679 | 1.5919 | 1.8893 | 2.1135 | 5.6006 | 4.7416 | 3.5791 | 2.1708 | -0.57363 | 0.16613 | 0.89279 | 0.55592 | 1.4038 | -0.50805 | -0.83573 | -1.6468 | -2.9482 | -3.4326 | -4.6859 | -3.9196 | -1.6132 | -2.0737 | 0.082053 | 0.3425 | -0.59075 | 1.3438 | 1.0881 | -0.25482 | -1.2913 | -0.66958 | -1.4873 | 0.084957 | 0.96479 | 2.1983 | -1.3398 | -1.8867 | -2.5296 | 2.166 | 2.2824 | 2.4851 | 0.57809 | 1.107 | 2.298 | 2.9442 | 3.0157 | 2.4652 | 5.3675 | 0.94078 | 0.0011365 | -2.1155 | -0.49691 | -0.17983 | 1.271 | 1.5274 | 0.14242 | 2.3917 | 2.4522 | 0.87511 | 3.6897 | 0.68617 | -0.64962 | 1.6866 | 3.1338 | 1.6277 | 1.6801 | 2.1391 | 4.3538 | 1.3437 | 1.3277 | 1.3519
75% | 4.9251 | 6.471 | 5.169 | 3.3845 | 1.4408 | 6.1576 | 4.7203 | 3.8644 | 5.8699 | 1.0067 | 3.0023 | 1.531 | -0.072571 | 4.4551 | 3.5644 | 3.6356 | 1.6755 | 1.1446 | 5.5123 | 5.3205 | 3.8055 | 4.5718 | 2.8795 | 8.5119 | 2.5044 | 3.1541 | 2.951 | 6.2367 | 5.1473 | 4.315 | 3.0269 | 0.48442 | 1.1029 | 1.8418 | 1.5369 | 2.1662 | 0.64879 | 0.36281 | -0.54 | -1.6508 | -2.2122 | -3.1938 | -2.3177 | -0.48079 | -0.64486 | 1.303 | 1.4465 | 0.63692 | 2.1138 | 1.9212 | 0.81753 | -0.028753 | 0.46086 | -0.28755 | 1.6844 | 2.2434 | 3.8119 | -0.20629 | -0.50468 | -1.2157 | 3.026 | 3.3529 | 3.4095 | 1.9373 | 2.414 | 3.3173 | 4.1054 | 4.1143 | 3.3984 | 6.2345 | 1.9093 | 1.0291 | -0.62457 | 0.72583 | 1.0936 | 2.097 | 2.3507 | 1.0798 | 3.1963 | 3.2743 | 1.8492 | 4.5575 | 2.0027 | 0.60523 | 2.7013 | 4.0651 | 2.7524 | 2.4887 | 3.1575 | 5.0156 | 2.3728 | 2.3288 | 2.4015
76% | 5.4056 | 6.8114 | 5.5418 | 3.6935 | 1.7746 | 6.4925 | 5.0016 | 4.266 | 6.2472 | 1.8715 | 3.7832 | 2.4498 | 0.74727 | 5.2958 | 4.3698 | 4.5051 | 2.4002 | 1.9783 | 6.4368 | 6.2385 | 4.6388 | 5.41 | 3.5953 | 9.6713 | 3.228 | 4.1513 | 3.6028 | 6.6871 | 5.4169 | 4.9161 | 3.7121 | 1.3327 | 1.9014 | 2.6337 | 2.2663 | 2.8299 | 1.577 | 1.338 | 0.46418 | -0.54708 | -1.2237 | -1.913 | -0.9765 | 0.44831 | 0.62564 | 2.3024 | 2.3491 | 1.7068 | 2.7183 | 2.5561 | 1.6734 | 1.0051 | 1.3657 | 0.71397 | 2.9592 | 3.3186 | 5.2836 | 0.7159 | 0.64435 | -0.086088 | 3.7008 | 4.2428 | 4.1696 | 3.0543 | 3.4225 | 4.2672 | 5.0625 | 5.0222 | 4.1672 | 6.9403 | 2.7784 | 1.9982 | 0.63435 | 1.8143 | 2.2427 | 2.8086 | 3.0757 | 1.9307 | 3.912 | 4.0253 | 2.6985 | 5.3059 | 3.1401 | 1.6744 | 3.5271 | 4.8143 | 3.6197 | 3.1843 | 4.0131 | 5.7732 | 3.223 | 3.1598 | 3.3193
77% | 5.9935 | 7.2724 | 5.8606 | 4.0429 | 2.1548 | 6.8932 | 5.3405 | 4.6756 | 6.5993 | 2.618 | 4.4082 | 3.2912 | 1.4164 | 6.088 | 5.112 | 5.2819 | 3.0031 | 2.6592 | 7.1504 | 6.9349 | 5.2494 | 6.0534 | 4.1617 | 10.6556 | 3.8212 | 4.8861 | 4.1321 | 7.03 | 5.5404 | 5.3756 | 4.2843 | 1.9845 | 2.5373 | 3.2582 | 2.876 | 3.4249 | 2.349 | 2.1575 | 1.2402 | 0.40717 | -0.29875 | -0.77363 | 0.18204 | 1.1648 | 1.6158 | 3.1336 | 3.0691 | 2.625 | 3.2203 | 3.0619 | 2.3837 | 1.8635 | 2.078 | 1.5625 | 4.1068 | 4.2434 | 6.4983 | 1.564 | 1.6 | 0.83272 | 4.3498 | 4.962 | 4.8148 | 4.0715 | 4.3381 | 5.0203 | 5.7972 | 5.781 | 4.8639 | 7.5639 | 3.5027 | 2.7505 | 1.7546 | 2.815 | 3.2926 | 3.455 | 3.7363 | 2.6727 | 4.5572 | 4.6563 | 3.4606 | 5.8566 | 4.06 | 2.567 | 4.2238 | 5.3951 | 4.3506 | 3.7567 | 4.8023 | 6.3278 | 3.9599 | 3.8624 | 4.0904
78% | 6.4605 | 7.8198 | 6.2169 | 4.4586 | 2.4849 | 7.4429 | 5.7147 | 5.1139 | 6.914 | 3.1882 | 4.9055 | 3.9908 | 2.0127 | 6.7667 | 5.7182 | 5.8969 | 3.5155 | 3.2696 | 7.7578 | 7.5572 | 5.9314 | 6.6283 | 4.5765 | 11.4778 | 4.3224 | 5.5385 | 4.5877 | 7.298 | 5.5816 | 5.7687 | 4.734 | 2.4975 | 3.122 | 3.7405 | 3.3753 | 3.9128 | 3.0151 | 2.9147 | 1.9256 | 1.2035 | 0.51906 | 0.2549 | 1.1678 | 1.8369 | 2.4791 | 3.8267 | 3.6037 | 3.4414 | 3.6257 | 3.457 | 2.9409 | 2.553 | 2.6617 | 2.3053 | 5.0001 | 5.0387 | 7.5365 | 2.3767 | 2.4211 | 1.6216 | 4.9161 | 5.5562 | 5.3851 | 5.0202 | 5.1156 | 5.8199 | 6.4205 | 6.4588 | 5.5683 | 8.0972 | 4.1765 | 3.5221 | 2.7189 | 3.69 | 4.2184 | 4.0618 | 4.3344 | 3.3271 | 5.1656 | 5.2408 | 4.2049 | 6.3951 | 4.9263 | 3.3412 | 4.7273 | 5.8712 | 4.9703 | 4.286 | 5.4772 | 6.806 | 4.5872 | 4.4722 | 4.7842
79% | 6.8547 | 8.3495 | 6.5185 | 4.9629 | 2.8384 | 7.9184 | 6.1023 | 5.5654 | 7.1922 | 3.7477 | 5.3243 | 4.5602 | 2.563 | 7.3304 | 6.248 | 6.3872 | 3.9735 | 3.8406 | 8.195 | 8.0311 | 6.4939 | 7.1926 | 4.8069 | 12.3511 | 4.8047 | 6.127 | 5.0385 | 7.4788 | 5.5547 | 6.0767 | 5.1439 | 2.8536 | 3.5343 | 4.1756 | 3.7723 | 4.3735 | 3.5901 | 3.6426 | 2.5659 | 1.9622 | 1.3071 | 1.1506 | 2.0759 | 2.4427 | 3.3365 | 4.4653 | 4.0588 | 4.1314 | 3.9687 | 3.7843 | 3.4232 | 3.1273 | 3.1555 | 2.931 | 5.6835 | 5.6859 | 8.3404 | 3.0223 | 3.1187 | 2.4051 | 5.3697 | 6.0586 | 5.9478 | 5.8371 | 5.8905 | 6.5047 | 6.9069 | 7.0455 | 6.1558 | 8.6095 | 4.816 | 4.3026 | 3.5991 | 4.4424 | 5.0061 | 4.6427 | 4.8857 | 3.9504 | 5.7491 | 5.769 | 4.9323 | 6.8271 | 5.6004 | 4.0531 | 5.2458 | 6.3426 | 5.5236 | 4.7262 | 6.0855 | 7.2069 | 5.137 | 5.001 | 5.3967
80% | 7.1312 | 8.825 | 6.7725 | 5.4812 | 3.2125 | 8.7344 | 6.502 | 5.9114 | 7.3626 | 4.2124 | 5.7246 | 5.0588 | 3.0298 | 7.7467 | 6.753 | 6.8467 | 4.4262 | 4.3193 | 8.7162 | 8.4573 | 6.9641 | 7.6328 | 5.0702 | 13.1547 | 5.2644 | 6.6226 | 5.3868 | 7.6294 | 5.474 | 6.3069 | 5.5225 | 3.1655 | 3.8211 | 4.4951 | 4.1092 | 4.7638 | 4.248 | 4.3761 | 3.2145 | 2.6388 | 2.0581 | 2.0757 | 2.8988 | 3.0764 | 4.083 | 5.0287 | 4.4106 | 4.7859 | 4.2908 | 4.0537 | 3.8885 | 3.6087 | 3.5835 | 3.4527 | 6.2799 | 6.1973 | 8.9865 | 3.6095 | 3.7904 | 3.051 | 5.7727 | 6.4873 | 6.4172 | 6.5387 | 6.5041 | 7.1449 | 7.3884 | 7.5437 | 6.6877 | 9.0581 | 5.3786 | 5.031 | 4.388 | 5.1189 | 5.7274 | 5.2171 | 5.3033 | 4.5686 | 6.2956 | 6.2876 | 5.6329 | 7.1691 | 6.4048 | 4.6707 | 5.6381 | 6.733 | 6.0618 | 5.1891 | 6.6602 | 7.6792 | 5.6338 | 5.4721 | 5.9541
81% | 7.3611 | 9.1484 | 6.9222 | 5.9558 | 3.5872 | 9.6498 | 6.8118 | 6.1224 | 7.414 | 4.6494 | 6.0235 | 5.5448 | 3.4861 | 8.0772 | 7.1833 | 7.2626 | 4.8437 | 4.7547 | 9.0849 | 8.7808 | 7.329 | 8.0387 | 5.3777 | 13.6459 | 5.7184 | 7.0183 | 5.7616 | 7.7132 | 5.3267 | 6.5254 | 5.8402 | 3.3834 | 4.1101 | 4.7499 | 4.3962 | 5.1764 | 4.8622 | 5.0227 | 3.8995 | 3.3021 | 2.8669 | 2.9449 | 3.6546 | 3.7313 | 4.795 | 5.4349 | 4.7178 | 5.3044 | 4.5685 | 4.2935 | 4.32 | 4.0399 | 3.9824 | 4.0047 | 6.8399 | 6.5771 | 9.414 | 4.111 | 4.3555 | 3.7245 | 6.1064 | 6.8564 | 6.8445 | 7.2009 | 7.0549 | 7.7129 | 7.73 | 7.9909 | 7.1933 | 9.4821 | 5.8578 | 5.7716 | 5.073 | 5.7052 | 6.2907 | 5.7548 | 5.6544 | 5.1554 | 6.8486 | 6.7641 | 6.2959 | 7.5407 | 7.0101 | 5.2576 | 6.079 | 7.1082 | 6.5363 | 5.6291 | 7.1479 | 8.0952 | 6.0815 | 5.873 | 6.4502
82% | 7.3561 | 9.5371 | 6.906 | 6.3517 | 3.8327 | 10.3496 | 6.9393 | 6.1092 | 7.2385 | 5.0594 | 6.2216 | 5.9376 | 3.8666 | 8.3075 | 7.5686 | 7.5554 | 5.2123 | 5.1382 | 9.3561 | 9.0229 | 7.5596 | 8.3755 | 5.6615 | 13.8646 | 6.1078 | 7.3944 | 6.0881 | 7.7914 | 5.1414 | 6.6918 | 6.0957 | 3.5596 | 4.3261 | 4.9815 | 4.6443 | 5.5336 | 5.5221 | 5.6788 | 4.5946 | 3.994 | 3.6739 | 3.9189 | 4.4199 | 4.3765 | 5.4925 | 5.747 | 4.9732 | 5.7601 | 4.8476 | 4.52 | 4.7217 | 4.4577 | 4.3456 | 4.4606 | 7.1648 | 6.8001 | 9.639 | 4.5639 | 4.8552 | 4.2784 | 6.353 | 7.1351 | 7.2079 | 7.7071 | 7.5303 | 8.1996 | 7.9905 | 8.3181 | 7.6164 | 9.7937 | 6.2561 | 6.4278 | 5.7682 | 6.1153 | 6.7718 | 6.2822 | 6.0175 | 5.672 | 7.2922 | 7.1395 | 6.9468 | 7.8587 | 7.5379 | 5.7891 | 6.5265 | 7.5033 | 6.9939 | 5.983 | 7.5477 | 8.4723 | 6.4512 | 6.2053 | 6.8576
83% | 7.1586 | 9.4549 | 6.6825 | 6.4203 | 3.9427 | 10.9469 | 6.8571 | 5.8686 | 6.8287 | 5.3422 | 6.3019 | 6.3153 | 4.267 | 8.4485 | 7.8945 | 7.7801 | 5.5492 | 5.471 | 9.494 | 9.122 | 7.6051 | 8.6283 | 5.8592 | 14.1233 | 6.3884 | 7.6987 | 6.173 | 7.8296 | 4.8963 | 6.8374 | 6.3149 | 3.6966 | 4.7751 | 5.1835 | 4.8271 | 5.8372 | 6.1172 | 6.3355 | 5.2499 | 4.6517 | 4.4368 | 4.7767 | 5.104 | 5.0164 | 6.1472 | 5.9171 | 5.1836 | 6.1118 | 5.041 | 4.7234 | 5.0586 | 4.8408 | 4.6586 | 4.8801 | 7.3341 | 6.8587 | 9.5623 | 4.8609 | 5.2621 | 4.7193 | 6.4674 | 7.248 | 7.469 | 8.1135 | 7.8637 | 8.5554 | 8.1748 | 8.5577 | 7.956 | 9.9953 | 6.4919 | 6.8326 | 6.3736 | 6.4353 | 7.2035 | 6.7176 | 6.227 | 6.093 | 7.639 | 7.4398 | 7.5727 | 8.102 | 8.0074 | 6.2593 | 7.0454 | 7.8612 | 7.4289 | 6.2765 | 7.856 | 8.634 | 6.722 | 6.4327 | 7.1602
84% | 6.8312 | 9.1732 | 6.1551 | 6.2755 | 3.8521 | 11.5272 | 6.6089 | 5.3643 | 6.2414 | 5.5177 | 6.2383 | 6.5677 | 4.5503 | 8.424 | 8.132 | 7.8739 | 5.788 | 5.6638 | 9.3758 | 9.0132 | 7.3919 | 8.6872 | 5.9072 | 14.4275 | 6.5075 | 7.872 | 6.1385 | 7.7116 | 4.5883 | 7.1252 | 6.3911 | 3.7285 | 5.1138 | 5.3233 | 4.9377 | 6.0867 | 6.6403 | 6.8011 | 5.865 | 5.2954 | 5.0704 | 5.6864 | 5.7715 | 5.582 | 6.6855 | 5.9506 | 5.2437 | 6.3956 | 5.1796 | 4.8239 | 5.3768 | 5.1341 | 4.8924 | 5.2338 | 7.319 | 6.6477 | 9.1898 | 5.0334 | 5.5577 | 5.0704 | 6.3577 | 7.1824 | 7.5836 | 8.322 | 8.052 | 8.7979 | 8.2065 | 8.6274 | 8.1435 | 10.0242 | 6.5518 | 7.1825 | 6.8459 | 6.5161 | 7.5471 | 6.9946 | 6.3194 | 6.4291 | 7.8877 | 7.6212 | 8.0807 | 8.2586 | 8.366 | 6.6272 | 7.5001 | 8.1551 | 7.8289 | 6.4497 | 7.9854 | 8.7309 | 6.8582 | 6.5056 | 7.3564
85% | 6.1713 | 8.5991 | 5.4353 | 5.7646 | 3.5371 | 11.6632 | 5.952 | 4.6045 | 5.3919 | 5.6065 | 6.1148 | 6.764 | 4.7839 | 8.1867 | 8.2478 | 7.7964 | 5.9156 | 5.7628 | 9.0865 | 8.6936 | 7.0193 | 8.5483 | 5.828 | 14.4216 | 6.3486 | 7.8401 | 5.8479 | 7.8998 | 4.2273 | 7.2374 | 6.4057 | 3.6747 | 5.125 | 5.3511 | 4.9302 | 6.2426 | 6.9922 | 7.0623 | 6.387 | 5.8361 | 5.6115 | 6.4383 | 6.394 | 6.0294 | 7.0743 | 5.7985 | 5.1681 | 6.5434 | 5.2034 | 4.8291 | 5.5728 | 5.3573 | 5.0158 | 5.4692 | 6.8878 | 6.1707 | 8.565 | 4.9509 | 5.7272 | 5.2695 | 5.9431 | 6.8771 | 7.4909 | 8.4113 | 8.1097 | 8.808 | 8.1277 | 8.5295 | 8.1249 | 9.8636 | 6.3712 | 7.2662 | 7.1102 | 6.4873 | 7.6633 | 7.1316 | 6.2795 | 6.7089 | 8.0398 | 7.7235 | 8.4682 | 8.3503 | 8.6269 | 6.8765 | 7.9285 | 8.4088 | 8.1622 | 6.4688 | 7.9638 | 8.6945 | 6.8214 | 6.4214 | 7.371
86% | 5.4244 | 7.6453 | 4.4952 | 5.0151 | 2.9677 | 11.1521 | 5.1207 | 3.7597 | 4.462 | 5.5803 | 5.8009 | 6.7586 | 4.8646 | 7.8389 | 8.252 | 7.5645 | 5.9184 | 5.7164 | 8.5505 | 8.055 | 6.4338 | 8.1333 | 5.5672 | 13.9089 | 5.9742 | 7.6184 | 5.3936 | 7.7315 | 3.8222 | 7.2635 | 6.308 | 3.5386 | 5.3023 | 5.2776 | 4.7815 | 6.297 | 7.1586 | 7.0609 | 6.7769 | 6.1482 | 5.8641 | 7.1269 | 6.8624 | 6.265 | 7.2674 | 5.4749 | 4.9343 | 6.4771 | 5.0704 | 4.6589 | 5.6552 | 5.3665 | 4.9795 | 5.5933 | 6.3744 | 5.4676 | 7.7136 | 4.731 | 5.7081 | 5.2363 | 5.3717 | 6.3026 | 7.198 | 8.2623 | 7.9199 | 8.6244 | 7.8925 | 8.2738 | 7.9316 | 9.5524 | 6.0323 | 7.1916 | 7.3069 | 6.3178 | 7.5622 | 7.0218 | 6.1227 | 6.8272 | 7.9014 | 7.6095 | 8.7074 | 8.2702 | 8.7361 | 7.0025 | 8.2197 | 8.5499 | 8.3061 | 6.3743 | 7.7089 | 8.4372 | 6.6142 | 6.1488 | 7.203
87% | 4.5253 | 6.5785 | 3.5609 | 4.2725 | 2.1464 | 10.4782 | 4.195 | 2.842 | 3.4889 | 5.3627 | 5.4371 | 6.5942 | 4.8029 | 7.391 | 8.0531 | 7.2884 | 5.7721 | 5.5565 | 7.7181 | 7.2289 | 5.6037 | 7.5474 | 5.0675 | 12.8505 | 5.3343 | 7.1447 | 4.7019 | 7.4234 | 3.3907 | 7.6183 | 6.0801 | 3.3511 | 5.4201 | 5.1019 | 4.5 | 6.368 | 7.1804 | 6.7889 | 6.9325 | 6.2688 | 5.8767 | 7.6106 | 7.0515 | 6.2776 | 7.1856 | 5.0374 | 4.4457 | 6.2841 | 4.7755 | 4.2752 | 5.609 | 5.2998 | 4.8219 | 5.4646 | 5.5748 | 4.6343 | 6.6441 | 4.1317 | 5.452 | 4.9296 | 4.6577 | 5.5107 | 6.7035 | 7.894 | 7.5643 | 8.3583 | 7.5897 | 7.8678 | 7.6013 | 9.075 | 5.5199 | 7.0423 | 7.4993 | 5.9886 | 7.2271 | 6.7653 | 5.8508 | 6.7997 | 7.7504 | 7.3698 | 8.8053 | 8.0916 | 8.6205 | 6.8979 | 8.4104 | 8.5317 | 8.2517 | 6.1324 | 7.3217 | 8.0243 | 6.2496 | 5.7136 | 6.8736
88% | 3.5692 | 5.3928 | 2.4766 | 3.4669 | 1.2457 | 9.5133 | 3.3071 | 1.9668 | 2.5483 | 5.0995 | 4.9494 | 6.3165 | 4.5988 | 6.8355 | 7.7038 | 6.8937 | 5.4988 | 5.2323 | 6.8587 | 6.3218 | 4.6431 | 6.8643 | 4.4049 | 11.6148 | 4.548 | 6.457 | 3.806 | 7.0743 | 2.9335 | 7.8759 | 5.772 | 2.9656 | 5.2429 | 4.8137 | 4.0957 | 6.2512 | 6.9612 | 6.1953 | 6.8706 | 6.2367 | 5.6044 | 7.8396 | 7.055 | 6.0492 | 6.8473 | 4.4325 | 3.7887 | 5.9492 | 4.3487 | 3.7231 | 5.3517 | 4.9824 | 4.4631 | 5.1447 | 4.5428 | 3.6516 | 5.4078 | 3.4066 | 4.9633 | 4.5015 | 3.783 | 4.5278 | 6.0479 | 7.3175 | 7.0046 | 7.9688 | 7.1877 | 7.4145 | 7.1082 | 8.4888 | 5.0036 | 6.7106 | 7.4709 | 5.4965 | 6.7185 | 6.4192 | 5.4668 | 6.6708 | 7.3836 | 7.0345 | 8.6504 | 7.7108 | 8.3966 | 6.692 | 8.4479 | 8.3957 | 8.0095 | 5.8049 | 6.8091 | 7.5267 | 5.7479 | 5.1362 | 6.3768
89% | 2.5895 | 4.2832 | 1.5226 | 2.7006 | 0.29328 | 8.78 | 2.4723 | 1.2311 | 1.6966 | 4.5873 | 4.4102 | 5.9059 | 4.2144 | 6.1783 | 7.2404 | 6.3536 | 5.1166 | 4.7995 | 5.9219 | 5.351 | 3.6815 | 5.9927 | 3.6122 | 10.3046 | 3.6775 | 5.6276 | 2.9495 | 6.7716 | 2.516 | 7.6131 | 5.4831 | 2.5733 | 4.7718 | 4.4798 | 3.6304 | 6.0256 | 6.5601 | 5.4724 | 6.5422 | 5.9506 | 5.0623 | 7.8242 | 6.8179 | 5.6467 | 6.2969 | 3.7964 | 2.9806 | 5.4699 | 3.8357 | 3.0005 | 4.9289 | 4.5755 | 3.9648 | 4.612 | 3.3593 | 2.619 | 4.1624 | 2.5475 | 4.3007 | 3.958 | 2.8564 | 3.4841 | 5.3021 | 6.6613 | 6.3276 | 7.5859 | 6.6529 | 6.8412 | 6.5334 | 7.8305 | 4.2858 | 6.2183 | 7.2121 | 4.8854 | 6.0507 | 5.8786 | 5.008 | 6.4097 | 6.8444 | 6.5116 | 8.4019 | 7.1836 | 8.0651 | 6.3841 | 8.2887 | 8.0621 | 7.5372 | 5.3925 | 6.2274 | 6.9835 | 5.1315 | 4.4627 | 5.7755
90% | 1.8056 | 3.4026 | 0.71649 | 2.1333 | -0.59207 | 7.9239 | 1.8142 | 0.63485 | 1.0194 | 4.118 | 3.8601 | 5.361 | 3.7668 | 5.5136 | 6.5791 | 5.7961 | 4.6808 | 4.3428 | 4.995 | 4.4344 | 2.8362 | 5.1467 | 2.7626 | 8.6334 | 2.8545 | 4.6997 | 2.0967 | 6.4275 | 2.1703 | 7.2779 | 5.1362 | 2.1436 | 4.153 | 4.0828 | 3.1645 | 5.7399 | 6.0806 | 4.7268 | 6.0891 | 5.5015 | 4.4071 | 7.5269 | 6.3901 | 5.0679 | 5.5632 | 3.1265 | 2.1052 | 4.9436 | 3.2376 | 2.2054 | 4.3701 | 4.067 | 3.3934 | 4.0261 | 2.2194 | 1.6696 | 2.9821 | 1.6267 | 3.5421 | 3.2959 | 2.0802 | 2.4777 | 4.5271 | 5.9937 | 5.6415 | 7.1043 | 6.1526 | 6.22 | 5.9619 | 7.2733 | 3.7014 | 5.7043 | 6.7324 | 4.1635 | 5.2873 | 5.2434 | 4.5189 | 6.0894 | 6.2834 | 6.0225 | 7.9806 | 6.619 | 7.6289 | 5.9492 | 7.9481 | 7.6212 | 7.0792 | 4.9174 | 5.5751 | 6.3808 | 4.5003 | 3.7782 | 5.1095
91% | 1.1118 | 2.6181 | 0.06982 | 1.6997 | -1.3278 | 7.2713 | 1.3135 | 0.19426 | 0.53082 | 3.5629 | 3.3809 | 4.7719 | 3.1814 | 4.8815 | 5.9261 | 5.1446 | 4.2552 | 3.9111 | 4.2547 | 3.6196 | 2.1096 | 4.2846 | 1.9393 | 7.3322 | 2.0874 | 3.8137 | 1.19 | 6.4405 | 1.8394 | 6.8593 | 4.7901 | 1.7012 | 3.2647 | 3.683 | 2.6678 | 5.422 | 5.5614 | 3.9729 | 5.4864 | 4.9505 | 3.7248 | 6.9973 | 5.8948 | 4.4203 | 4.7751 | 2.473 | 1.2584 | 4.3717 | 2.6559 | 1.3398 | 3.7686 | 3.5058 | 2.8183 | 3.3236 | 1.2947 | 0.82684 | 1.9954 | 0.79089 | 2.7613 | 2.6491 | 1.4291 | 1.6103 | 3.744 | 5.1959 | 4.9388 | 6.7223 | 5.6039 | 5.5682 | 5.484 | 6.802 | 3.1647 | 5.336 | 6.1321 | 3.5091 | 4.4847 | 4.6604 | 4.0645 | 5.7709 | 5.7098 | 5.4842 | 7.4648 | 6.1046 | 7.139 | 5.5813 | 7.4106 | 7.1282 | 6.5882 | 4.4097 | 5.0847 | 5.9292 | 3.8978 | 3.1266 | 4.4726
92% | 0.57524 | 2.1255 | -0.35798 | 1.4269 | -1.9122 | 6.8723 | 1.0605 | -0.06421 | 0.24866 | 3.0127 | 2.9419 | 4.3459 | 2.7052 | 4.3104 | 5.3557 | 4.6205 | 3.87 | 3.4897 | 3.6451 | 2.9073 | 1.5271 | 3.6523 | 1.2294 | 6.5492 | 1.4955 | 2.9852 | 0.67416 | 6.1186 | 1.6213 | 6.2107 | 4.6961 | 1.3396 | 2.7931 | 3.361 | 2.1901 | 5.1107 | 5.0987 | 3.3975 | 4.9204 | 4.3951 | 3.0583 | 6.4205 | 5.3441 | 3.8472 | 4.0827 | 1.8489 | 0.45888 | 3.8233 | 2.1084 | 0.56994 | 3.1629 | 2.9293 | 2.3125 | 2.5994 | 0.27804 | 0.14668 | 1.1208 | -0.011839 | 2.0144 | 1.9868 | 0.8528 | 0.8623 | 3.0453 | 4.5148 | 4.3577 | 6.4351 | 5.1246 | 5.0636 | 5.1057 | 6.4478 | 2.7422 | 4.9623 | 5.5739 | 2.8668 | 3.6549 | 4.1111 | 3.688 | 5.422 | 5.1735 | 4.9425 | 6.8373 | 5.5725 | 6.7416 | 5.1729 | 6.9426 | 6.557 | 6.1319 | 3.9917 | 4.679 | 5.444 | 3.3507 | 2.567 | 3.9184
93% | 0.16673 | 1.8405 | -0.66008 | 1.2215 | -2.2247 | 6.7881 | 0.82403 | -0.097928 | 0.17194 | 2.5327 | 2.5658 | 3.9039 | 2.1519 | 3.7762 | 4.7944 | 4.1401 | 3.4787 | 3.1854 | 3.1433 | 2.3883 | 1.1034 | 3.1015 | 0.62653 | 5.9856 | 1.1372 | 2.3641 | 0.16123 | 6.0092 | 1.4168 | 5.6317 | 4.57 | 1.0136 | 2.1353 | 3.0233 | 1.8072 | 4.8759 | 4.697 | 2.9771 | 4.4258 | 3.8417 | 2.5179 | 5.809 | 4.8253 | 3.3854 | 3.4966 | 1.3005 | -0.23011 | 3.3919 | 1.6507 | -0.13963 | 2.616 | 2.3573 | 1.9164 | 1.9345 | -0.46006 | -0.4301 | 0.39075 | -0.74281 | 1.3251 | 1.3569 | 0.40245 | 0.33564 | 2.458 | 3.9896 | 3.9311 | 6.2092 | 4.7012 | 4.6555 | 4.8873 | 6.2417 | 2.4365 | 4.8032 | 4.9369 | 2.2387 | 3.052 | 3.5566 | 3.2506 | 4.9347 | 4.661 | 4.4775 | 6.3599 | 5.1208 | 6.4275 | 4.8659 | 6.5146 | 6.1826 | 5.6876 | 3.5875 | 4.3065 | 5.2081 | 2.8839 | 2.1144 | 3.4608
94% | -0.12173 | 1.8026 | -0.83518 | 1.0804 | -2.4703 | 7.8712 | 0.76192 | -0.042843 | 0.14514 | 2.0696 | 2.247 | 3.5286 | 1.6219 | 3.2898 | 4.273 | 3.71 | 3.1673 | 2.9898 | 2.9504 | 2.0642 | 0.83746 | 2.7998 | 0.15923 | 5.5628 | 0.94695 | 1.7825 | -0.19561 | 5.786 | 1.2379 | 4.9574 | 4.2051 | 0.76337 | 1.706 | 2.6983 | 1.4285 | 4.5315 | 4.3842 | 2.6344 | 4.0809 | 3.3893 | 2.0982 | 5.2225 | 4.382 | 3.0705 | 3.044 | 0.83511 | -0.70245 | 2.9403 | 1.2802 | -0.77488 | 2.1937 | 1.8803 | 1.5082 | 1.4091 | -1.0394 | -0.82557 | -0.2144 | -1.3804 | 0.73018 | 0.90329 | 0.097799 | -0.10271 | 1.9474 | 3.4584 | 3.4204 | 6.1514 | 4.3514 | 4.2291 | 4.7101 | 6.0348 | 2.233 | 4.603 | 4.2583 | 1.7579 | 2.5401 | 3.1106 | 2.9763 | 4.5749 | 4.1584 | 4.0137 | 5.949 | 4.7224 | 6.1943 | 4.5699 | 6.1044 | 5.8641 | 5.3027 | 3.2053 | 4.0631 | 4.8204 | 2.4895 | 1.7552 | 3.1154
95% | -0.31205 | 1.8573 | -0.95993 | 1.0446 | -2.4925 | 9.2776 | 0.85854 | 0.095875 | 0.28102 | 1.6747 | 1.9685 | 3.2224 | 1.1409 | 2.8929 | 3.8508 | 3.3215 | 2.9049 | 2.7589 | 2.8397 | 1.7745 | 0.59859 | 2.5514 | -0.22213 | 5.3274 | 0.66719 | 1.3983 | -0.32599 | 5.6504 | 1.0338 | 4.3495 | 3.943 | 0.3772 | 1.4212 | 2.4332 | 1.0886 | 4.1962 | 4.2154 | 2.4258 | 3.7882 | 3.0743 | 1.8223 | 4.7823 | 3.9996 | 2.927 | 2.7463 | 0.47069 | -1.0437 | 2.6218 | 1.0033 | -1.2782 | 1.8243 | 1.557 | 1.2106 | 0.92394 | -1.5804 | -1.1197 | -0.65517 | -1.8594 | 0.38279 | 0.52779 | -0.07833 | -0.41108 | 1.5295 | 3.0784 | 3.0536 | 6.074 | 4.0726 | 3.8979 | 4.5865 | 5.9423 | 2.1689 | 4.6189 | 3.687 | 1.4025 | 2.0947 | 2.7901 | 2.7805 | 4.2839 | 3.7932 | 3.5949 | 5.5208 | 4.4711 | 6.0058 | 4.4284 | 5.733 | 5.5697 | 5.0629 | 2.908 | 3.8494 | 4.6562 | 2.1853 | 1.4899 | 2.8782
96% | -0.41169 | 2.2187 | -0.94021 | 1.0615 | -2.3747 | 10.5703 | 1.0117 | 0.25568 | 0.48909 | 1.2966 | 1.6797 | 2.9568 | 0.69747 | 2.5118 | 3.4553 | 2.987 | 2.6237 | 2.6612 | 2.7283 | 1.6278 | 0.42364 | 2.3436 | -0.50763 | 5.3621 | 0.60337 | 1.1825 | -0.3991 | 5.4798 | 0.7062 | 3.9292 | 3.5888 | 0.11832 | 0.95023 | 2.0809 | 0.70612 | 3.8111 | 4.0669 | 2.3051 | 3.5191 | 2.7796 | 1.5365 | 4.3073 | 3.7214 | 2.8912 | 2.5609 | 0.24062 | -1.3404 | 2.4542 | 0.7341 | -1.7211 | 1.4726 | 1.2137 | 0.84511 | 0.48848 | -1.9418 | -1.2692 | -0.96764 | -2.2713 | -0.093107 | 0.28363 | -0.15681 | -0.64082 | 1.1885 | 2.8582 | 2.8365 | 6.0643 | 3.6508 | 3.5702 | 4.5452 | 5.8803 | 2.1185 | 4.5524 | 3.2141 | 1.0717 | 1.6873 | 2.4454 | 2.5286 | 4.0488 | 3.3959 | 3.2247 | 5.1575 | 4.2084 | 5.9143 | 4.2651 | 5.4324 | 5.2433 | 4.7432 | 2.5965 | 3.6875 | 4.5209 | 1.9266 | 1.2787 | 2.6946
97% | -0.41406 | 2.6793 | -0.87739 | 1.049 | -2.1872 | 11.0827 | 1.1877 | 0.44613 | 0.77351 | 0.87336 | 1.408 | 2.6424 | 0.30589 | 2.1126 | 3.0591 | 2.7087 | 2.3222 | 2.5109 | 2.6688 | 1.4972 | 0.19806 | 2.3357 | -0.70115 | 5.4687 | 0.46968 | 0.9042 | -0.45643 | 5.1841 | 0.25049 | 3.3025 | 3.2213 | -0.17074 | 0.68372 | 1.7081 | 0.27104 | 3.2873 | 3.904 | 2.2108 | 3.3514 | 2.4421 | 1.3001 | 3.9598 | 3.4997 | 2.9715 | 2.4842 | -0.069166 | -1.4219 | 2.2474 | 0.42565 | -2.1202 | 1.2565 | 0.89397 | 0.54791 | 0.16756 | -2.2116 | -1.3676 | -1.1502 | -2.6683 | -0.34993 | -0.010538 | -0.25402 | -0.89674 | 0.84307 | 2.6003 | 2.6178 | 5.951 | 3.3092 | 3.3329 | 4.4732 | 5.7538 | 2.1023 | 4.5131 | 2.7578 | 0.75845 | 1.348 | 2.0881 | 2.284 | 3.8539 | 3.054 | 2.8435 | 4.8608 | 3.7866 | 5.8175 | 4.001 | 5.0945 | 5.0408 | 4.5046 | 2.2711 | 3.539 | 4.3324 | 1.6735 | 1.1033 | 2.5113
98% | -0.40224 | 3.0922 | -0.7203 | 0.95369 | -2.0912 | 11.319 | 1.275 | 0.62659 | 0.88207 | 0.45935 | 0.97433 | 2.3398 | -0.12649 | 1.7452 | 2.848 | 2.374 | 1.9687 | 2.2749 | 2.6312 | 1.2282 | -0.18328 | 2.1157 | -0.8955 | 5.8011 | 0.39169 | 0.67241 | -0.56991 | 4.7888 | -0.4342 | 2.8255 | 2.8079 | -0.55898 | 0.34952 | 1.233 | -0.42723 | 3.1631 | 3.6572 | 2.0338 | 3.1778 | 2.1606 | 1.0805 | 3.5952 | 3.2639 | 3.0525 | 2.4446 | -0.23984 | -1.4945 | 2.1431 | 0.17485 | -2.5436 | 1.1212 | 0.64262 | 0.28147 | -0.13168 | -2.317 | -1.4792 | -1.1579 | -2.9088 | -0.70535 | -0.17609 | -0.44217 | -1.137 | 0.56091 | 2.4021 | 2.3793 | 5.6497 | 2.8709 | 3.0259 | 4.3878 | 5.4532 | 2.0489 | 4.4105 | 2.4206 | 0.58029 | 1.045 | 1.8415 | 2.0365 | 3.7127 | 2.7486 | 2.4636 | 4.5952 | 3.3672 | 5.6111 | 3.7375 | 4.7179 | 4.6618 | 4.055 | 1.9707 | 3.3214 | 4.0985 | 1.4266 | 0.87999 | 2.3526
99% | -0.37021 | 3.5105 | -0.61227 | 0.66586 | -2.0847 | 10.9444 | 1.167 | 0.52711 | 0.87169 | -0.22844 | 0.34021 | 2.1068 | -0.61177 | 1.1373 | 2.2965 | 1.9751 | 1.4408 | 2.098 | 2.3912 | 0.57512 | -0.83918 | 1.894 | -1.1876 | 6.9773 | 0.12874 | 0.36784 | -0.84311 | 4.1459 | -1.2148 | 1.9941 | 2.2163 | -0.97813 | 0.51491 | 0.83107 | -1.4139 | 2.3907 | 3.3057 | 1.7 | 3.0423 | 1.8348 | 0.79538 | 3.2412 | 2.9529 | 3.0756 | 2.3743 | -0.49454 | -1.5835 | 2.0208 | -0.17331 | -2.9596 | 0.88623 | 0.439 | 0.027934 | -0.36347 | -2.5263 | -1.5811 | -0.86068 | -3.1785 | -1.1222 | -0.18607 | -0.70813 | -1.4366 | 0.16719 | 2.1058 | 2.027 | 5.0483 | 2.3669 | 2.5184 | 4.0301 | 4.8638 | 1.7646 | 4.1471 | 2.0815 | 0.46157 | 0.94078 | 1.5954 | 1.6914 | 3.6677 | 2.4056 | 1.9497 | 4.348 | 2.8176 | 5.2037 | 3.3326 | 4.2071 | 4.1695 | 3.4731 | 1.4956 | 3.0918 | 3.762 | 1.0795 | 0.55159 | 2.1641
100% | -0.47347 | 3.1123 | -0.76113 | 0.24811 | -2.2565 | 8.8027 | 0.78676 | 0.33092 | 0.17142 | -0.99575 | -0.41242 | 1.9403 | -1.0335 | 0.69209 | 1.9625 | 1.4513 | 0.72918 | 1.6624 | 1.84 | -0.27167 | -2.0476 | 1.4805 | -1.6291 | 6.9012 | -0.54586 | -0.13338 | -1.4893 | 3.1748 | -2.5064 | 2.3025 | 0.34537 | -1.5962 | 2.006 | 0.57471 | -2.5028 | 2.1057 | 2.543 | 1.059 | 2.5769 | 1.3255 | 0.32575 | 2.8099 | 2.5138 | 2.943 | 2.1946 | -1.268 | -1.7153 | 1.8201 | -0.69761 | -3.3043 | 0.49449 | 0.16669 | -0.33319 | -0.48483 | -2.8603 | -1.9487 | -0.14212 | -3.5835 | -1.5182 | -0.21406 | -1.2128 | -1.843 | -0.4546 | 1.6869 | 1.4013 | 3.8033 | 1.7394 | 1.8932 | 3.4387 | 3.6412 | 1.3124 | 3.5721 | 1.6833 | 0.30719 | 1.0447 | 1.2922 | 1.2455 | 3.9294 | 1.9115 | 1.2918 | 3.9007 | 1.9334 | 4.3719 | 2.6934 | 3.5332 | 3.4383 | 2.6914 | 0.81461 | 2.5673 | 3.134 | 0.50921 | 0.036016 | 1.8775

## SEM
| Within subject standard deviations | [9 empty] | SEM |  |  |  | SEM for individual Assessor
Assessor | All | [9 empty] | All | Assessor 1 | Assessor 2 | Assessor 3 | Assessor 1 |  |  | Assessor 2 |  |  | Assessor 3 |  |  | Assessor 4 |  |  | Assessor 5 |  |  | Assessor 6 |  |  | Assessor 7 |  |  | Assessor 8 |  |  | Assessor 9 |  |  | Assessor 10
Participant | 1 | 2 | 3 | 4 | 5 | 6 | 7 | 8 | 9 | 10 | All | All | All | All | 1 | 1 | 1 | 2 | 2 | 2 | 3 | 3 | 3 | 4 | 4 | 4 | 5 | 5 | 5 | 6 | 6 | 6 | 7 | 7 | 7 | 8 | 8 | 8 | 9 | 9 | 9 | 10 | 10 | 10
Average | 1.7136 | 1.259 | 1.7324 | 1.7017 | 1.0569 | 1.0568 | 1.3828 | 1.4437 | 1.3598 | 1.3108 | 1.4838 | 1.3719 | 1.313 | 1.7512 | 0.74938 | 1.7157 | 2.3114 | 1.3449 | 0.67252 | 1.0479 | 1.1532 | 0.80021 | 2.8855 | 1.6084 | 1.3635 | 1.4547 | 0.98402 | 1.2156 | 0.72037 | 0.77977 | 1.0462 | 0.87264 | -2.4547 | 1.4037 | 1.5853 | 1.7518 | 0.52137 | 1.9727 | 0.68036 | -0.072718 | 1.4634 | 0.95506 | 1.3172 | 2.0322
0% | 3.5415 | 1.0007 | 2.236 | 2.3789 | 0.87134 | 1.3378 | 0.74031 | 1.0486 | 1.0995 | 1.0413 | 1.7519 | 1.4569 | 1.1306 | 2.3607 | 0.48958 | 2.4566 | 5.9344 | 1.337 | 0.56521 | 0.32705 | 1.3895 | 0.63833 | 3.9874 | 3.3641 | 0.70808 | 0.46923 | 1.0051 | 1.0451 | 0.11931 | 0.75576 | 0.96598 | 1.0314 | 0.64385 | 1.151 | 0.2011 | 1.3817 | 0.58954 | 0.55428 | 0.19661 | 0.45096 | 1.6804 | 1.4166 | 1.2724 | 0.19458
1% | 3.2694 | 1.0447 | 2.3265 | 2.275 | 0.88947 | 1.2724 | 0.74747 | 0.95723 | 1.0145 | 1.0582 | 1.6853 | 1.4313 | 1.1199 | 2.2604 | 0.43913 | 2.368 | 5.3854 | 1.3931 | 0.58112 | 0.40909 | 1.2757 | 0.56459 | 4.2038 | 3.2859 | 0.60271 | 0.40681 | 0.97662 | 1.2349 | 0.28065 | 0.67464 | 0.98941 | 0.97007 | 0.53314 | 1.1746 | 0.4379 | 1.2662 | 0.73874 | 0.446 | 0.22451 | 0.36189 | 1.63 | 1.6068 | 1.1637 | 0.13417
2% | 3.0943 | 1.0268 | 2.3012 | 2.1399 | 0.93198 | 1.2035 | 0.73585 | 0.89266 | 0.9588 | 1.0771 | 1.6198 | 1.3756 | 1.1042 | 2.1767 | 0.43089 | 2.2968 | 5.0276 | 1.3377 | 0.60348 | 0.45558 | 1.1359 | 0.59086 | 4.185 | 3.1252 | 0.44675 | 0.51203 | 0.93056 | 1.4255 | 0.45983 | 0.62261 | 1.0103 | 0.87183 | 0.44584 | 1.127 | 0.60677 | 1.0936 | 0.75301 | 0.41137 | 0.094115 | 0.31993 | 1.6105 | 1.7978 | 1.0065 | 0.12532
3% | 2.7195 | 1.0822 | 2.2818 | 1.9856 | 0.95112 | 1.1467 | 0.74157 | 0.81896 | 0.95326 | 1.073 | 1.5237 | 1.3151 | 1.0736 | 2.0281 | 0.47067 | 2.1772 | 4.2812 | 1.4362 | 0.60745 | 0.52371 | 1.0131 | 0.58344 | 4.1817 | 2.9046 | 0.35389 | 0.6353 | 0.8596 | 1.534 | 0.59952 | 0.55324 | 0.99762 | 0.84269 | 0.46204 | 1.0294 | 0.72939 | 0.96714 | 0.77281 | 0.33928 | 0.24318 | 0.29279 | 1.6976 | 1.8153 | 0.92724 | 0.19879
4% | 2.3152 | 1.0908 | 2.2346 | 1.892 | 0.96565 | 1.0834 | 0.74498 | 0.73385 | 0.88533 | 1.026 | 1.4198 | 1.2599 | 1.038 | 1.8602 | 0.53421 | 1.9625 | 3.5032 | 1.4421 | 0.6101 | 0.55761 | 0.91426 | 0.64786 | 4.0828 | 2.7944 | 0.47687 | 0.84939 | 0.70707 | 1.6152 | 0.69103 | 0.5049 | 0.99616 | 0.82276 | 0.44396 | 0.9576 | 0.91059 | 0.80088 | 0.7914 | 0.30395 | 0.44955 | 0.31381 | 1.5817 | 1.7516 | 0.81238 | 0.22321
5% | 2.1487 | 1.0637 | 2.0997 | 1.8537 | 0.96795 | 1.0302 | 0.72984 | 0.72096 | 0.85722 | 1.0089 | 1.3564 | 1.2103 | 1.0123 | 1.7569 | 0.60139 | 1.7984 | 3.1511 | 1.4313 | 0.60644 | 0.48986 | 0.76052 | 0.69837 | 3.8071 | 2.6573 | 0.6679 | 1.2315 | 0.53847 | 1.6524 | 0.71309 | 0.41656 | 0.97675 | 0.85881 | 0.40455 | 0.82548 | 1.0255 | 0.79639 | 0.81073 | 0.25634 | 0.59042 | 0.33185 | 1.5076 | 1.729 | 0.7608 | 0.2245
6% | 1.9993 | 1.0451 | 1.9489 | 1.8777 | 0.98628 | 0.98747 | 0.71734 | 0.72401 | 0.97446 | 1.0315 | 1.3196 | 1.1929 | 0.99454 | 1.7088 | 0.69738 | 1.6054 | 2.8588 | 1.4273 | 0.59935 | 0.4484 | 0.63417 | 0.73676 | 3.5089 | 2.5239 | 0.95014 | 1.7098 | 0.41942 | 1.6969 | 0.69911 | 0.38009 | 0.93375 | 0.85575 | 0.3699 | 0.71903 | 1.0898 | 0.89313 | 0.78027 | 0.25363 | 0.71421 | 0.35236 | 1.7483 | 1.7803 | 0.71245 | 0.2478
7% | 1.8175 | 0.99444 | 1.8121 | 1.6921 | 1.0003 | 0.92854 | 0.71472 | 0.74841 | 1.0679 | 1.0218 | 1.2473 | 1.1027 | 1.0043 | 1.6078 | 0.76805 | 1.5044 | 2.4731 | 1.4138 | 0.57452 | 0.3892 | 0.48849 | 0.74678 | 3.2223 | 2.0846 | 1.2498 | 1.7003 | 0.31648 | 1.7121 | 0.66713 | 0.32954 | 0.89473 | 0.84075 | 0.29936 | 0.64047 | 1.1612 | 0.96622 | 0.78183 | 0.2288 | 0.8091 | 0.36255 | 1.9162 | 1.7608 | 0.69957 | 0.28825
8% | 1.5789 | 0.95251 | 1.6927 | 1.7253 | 1.0157 | 0.87546 | 0.73607 | 0.8113 | 1.142 | 1.0139 | 1.2072 | 1.0966 | 1.0126 | 1.5114 | 0.84374 | 1.3938 | 1.9571 | 1.3871 | 0.55354 | 0.34884 | 0.41347 | 0.73525 | 2.9661 | 1.9614 | 1.4604 | 1.8395 | 0.29348 | 1.7237 | 0.59709 | 0.29474 | 0.85267 | 0.82806 | 0.28088 | 0.57223 | 1.2558 | 1.0786 | 0.83428 | 0.30114 | 0.98144 | 0.36804 | 1.9845 | 1.7299 | 0.68831 | 0.25044
9% | 1.4368 | 0.89951 | 1.5957 | 1.7221 | 1.0355 | 0.81269 | 0.74745 | 0.84429 | 1.1683 | 1.023 | 1.1748 | 1.0533 | 1.0144 | 1.4646 | 0.89576 | 1.2344 | 1.6987 | 1.3161 | 0.54613 | 0.30251 | 0.40143 | 0.70137 | 2.7453 | 1.6761 | 1.6371 | 2.0193 | 0.35762 | 1.7372 | 0.50711 | 0.29146 | 0.80964 | 0.79698 | 0.22963 | 0.54719 | 1.3137 | 1.1405 | 0.84532 | 0.35878 | 1.0294 | 0.39225 | 2.0081 | 1.7212 | 0.67476 | 0.28524
10% | 1.3993 | 0.86194 | 1.527 | 1.7553 | 1.0607 | 0.75989 | 0.77935 | 0.88175 | 1.2176 | 1.0249 | 1.1719 | 1.0633 | 1.0254 | 1.4476 | 0.97956 | 1.158 | 1.6287 | 1.2837 | 0.53218 | 0.26424 | 0.43597 | 0.68449 | 2.5712 | 1.6204 | 1.7786 | 2.0784 | 0.44733 | 1.7475 | 0.4409 | 0.28249 | 0.77458 | 0.77744 | 0.18923 | 0.55086 | 1.3886 | 1.205 | 0.85974 | 0.38898 | 1.0873 | 0.38979 | 2.0815 | 1.7125 | 0.6405 | 0.30145
11% | 1.3719 | 0.83163 | 1.4827 | 1.7343 | 1.0882 | 0.72051 | 0.8128 | 0.93547 | 1.2581 | 1.03 | 1.1689 | 1.0504 | 1.0366 | 1.4395 | 1.0123 | 1.0863 | 1.608 | 1.2487 | 0.53374 | 0.22374 | 0.51525 | 0.64089 | 2.4714 | 1.3855 | 1.8744 | 2.0689 | 0.56499 | 1.7772 | 0.3661 | 0.32296 | 0.72825 | 0.76585 | 0.17139 | 0.5735 | 1.4521 | 1.2821 | 0.86484 | 0.46263 | 1.1248 | 0.41135 | 2.1403 | 1.7038 | 0.64978 | 0.27239
12% | 1.3473 | 0.80226 | 1.4623 | 1.7803 | 1.0938 | 0.6959 | 0.8283 | 0.9676 | 1.2807 | 1.0319 | 1.1736 | 1.0582 | 1.0362 | 1.4496 | 1.0424 | 1.0256 | 1.6069 | 1.2247 | 0.53142 | 0.21876 | 0.64007 | 0.58141 | 2.4076 | 1.3423 | 1.9505 | 2.1366 | 0.63007 | 1.7707 | 0.29276 | 0.36387 | 0.70872 | 0.75148 | 0.18341 | 0.55908 | 1.4821 | 1.321 | 0.87038 | 0.48237 | 1.1055 | 0.39108 | 2.2082 | 1.694 | 0.63232 | 0.25582
13% | 1.3235 | 0.76241 | 1.4662 | 1.7185 | 1.0908 | 0.66255 | 0.84269 | 0.9786 | 1.2884 | 1.0449 | 1.1612 | 1.0362 | 1.0238 | 1.4432 | 1.0027 | 1.0283 | 1.6028 | 1.1627 | 0.52439 | 0.23964 | 0.7346 | 0.5715 | 2.3747 | 1.223 | 1.8891 | 2.0812 | 0.70063 | 1.7684 | 0.21225 | 0.376 | 0.66394 | 0.71693 | 0.17778 | 0.57407 | 1.4987 | 1.2876 | 0.91949 | 0.52515 | 1.0657 | 0.36409 | 2.2515 | 1.6993 | 0.61459 | 0.2833
14% | 1.3099 | 0.76021 | 1.4414 | 1.6876 | 1.0949 | 0.65341 | 0.85548 | 0.97311 | 1.2927 | 1.0377 | 1.152 | 1.0119 | 1.0146 | 1.4474 | 0.97547 | 1.055 | 1.6354 | 1.1484 | 0.52828 | 0.22992 | 0.77506 | 0.54616 | 2.3524 | 1.1016 | 1.8288 | 2.0964 | 0.72456 | 1.789 | 0.14702 | 0.39891 | 0.65574 | 0.69568 | 0.22062 | 0.572 | 1.5057 | 1.2417 | 0.90943 | 0.51824 | 1.0538 | 0.3171 | 2.2736 | 1.664 | 0.61215 | 0.28956
15% | 1.3008 | 0.72931 | 1.4182 | 1.586 | 1.0831 | 0.64466 | 0.87952 | 0.98721 | 1.2926 | 1.0131 | 1.1307 | 0.96809 | 0.99055 | 1.4459 | 0.95992 | 1.0431 | 1.6841 | 1.1068 | 0.52228 | 0.18621 | 0.82075 | 0.48578 | 2.3441 | 0.90981 | 1.7253 | 1.9979 | 0.72082 | 1.7991 | 0.10796 | 0.42233 | 0.63051 | 0.69754 | 0.24745 | 0.58588 | 1.5327 | 1.1943 | 0.92052 | 0.5514 | 1.0003 | 0.2646 | 2.3075 | 1.5931 | 0.58586 | 0.26884
16% | 1.2891 | 0.74157 | 1.4224 | 1.5213 | 1.047 | 0.65273 | 0.89084 | 0.97552 | 1.2853 | 0.99545 | 1.1162 | 0.94182 | 0.96067 | 1.445 | 0.9164 | 1.062 | 1.7078 | 1.1309 | 0.52646 | 0.126 | 0.80079 | 0.37997 | 2.4057 | 0.8845 | 1.5918 | 1.9058 | 0.6907 | 1.7816 | 0.11411 | 0.43379 | 0.60511 | 0.70107 | 0.26969 | 0.61986 | 1.5153 | 1.1149 | 0.92655 | 0.5363 | 0.9574 | 0.17789 | 2.3217 | 1.559 | 0.57532 | 0.22644
17% | 1.2858 | 0.74317 | 1.4219 | 1.4709 | 1.0211 | 0.6617 | 0.90148 | 0.97703 | 1.252 | 0.98495 | 1.1035 | 0.92191 | 0.93728 | 1.444 | 0.84842 | 1.0802 | 1.7676 | 1.1319 | 0.52803 | 0.061293 | 0.80164 | 0.2958 | 2.4439 | 0.93078 | 1.4752 | 1.8231 | 0.65264 | 1.7759 | 0.12296 | 0.42746 | 0.58606 | 0.72027 | 0.28678 | 0.60232 | 1.5251 | 1.0634 | 0.92664 | 0.5254 | 0.8904 | 0.078373 | 2.2894 | 1.541 | 0.59226 | 0.22279
18% | 1.2692 | 0.74501 | 1.4126 | 1.415 | 0.99143 | 0.66847 | 0.89154 | 0.98126 | 1.2182 | 0.96736 | 1.0849 | 0.90975 | 0.91045 | 1.4293 | 0.76899 | 1.0865 | 1.8044 | 1.145 | 0.52655 | 0.010074 | 0.79329 | 0.2317 | 2.4614 | 1.0221 | 1.3173 | 1.7362 | 0.63129 | 1.7583 | 0.13092 | 0.39821 | 0.58575 | 0.7224 | 0.31154 | 0.58924 | 1.4802 | 1.012 | 0.95073 | 0.52649 | 0.84221 | 0.054557 | 2.2463 | 1.5207 | 0.5946 | 0.21405
19% | 1.2694 | 0.74799 | 1.4266 | 1.3602 | 0.96521 | 0.68383 | 0.88951 | 0.98492 | 1.1945 | 0.954 | 1.0749 | 0.8935 | 0.89204 | 1.4277 | 0.70327 | 1.1251 | 1.858 | 1.1464 | 0.526 | 0.051701 | 0.81389 | 0.20084 | 2.5085 | 1.0423 | 1.1924 | 1.6608 | 0.59519 | 1.7438 | 0.15055 | 0.37403 | 0.55066 | 0.73391 | 0.3458 | 0.59974 | 1.4528 | 0.96966 | 0.9577 | 0.51489 | 0.79505 | 0.14576 | 2.2158 | 1.4966 | 0.55749 | 0.173
20% | 1.2663 | 0.74334 | 1.4198 | 1.3187 | 0.93686 | 0.70509 | 0.89177 | 0.98543 | 1.1552 | 0.91616 | 1.0595 | 0.87528 | 0.87613 | 1.421 | 0.64494 | 1.1238 | 1.9132 | 1.1398 | 0.52252 | 0.1175 | 0.81446 | 0.16446 | 2.5207 | 1.1023 | 1.0686 | 1.6221 | 0.55482 | 1.7232 | 0.16182 | 0.37169 | 0.55807 | 0.75523 | 0.38535 | 0.62111 | 1.4331 | 0.90156 | 0.97567 | 0.51199 | 0.74824 | 0.26424 | 2.1457 | 1.4493 | 0.53202 | 0.12886
21% | 1.2648 | 0.74244 | 1.3779 | 1.2963 | 0.91658 | 0.71864 | 0.89235 | 0.98827 | 1.1266 | 0.90426 | 1.0463 | 0.86598 | 0.87126 | 1.4009 | 0.61258 | 1.1327 | 1.9515 | 1.1191 | 0.52315 | 0.21079 | 0.83158 | 0.12577 | 2.4491 | 1.1511 | 0.9705 | 1.5847 | 0.51462 | 1.7139 | 0.17754 | 0.35758 | 0.58192 | 0.76335 | 0.42945 | 0.64224 | 1.4133 | 0.84803 | 0.99106 | 0.5237 | 0.71193 | 0.36234 | 2.0898 | 1.4324 | 0.52371 | 0.10254
22% | 1.2734 | 0.72811 | 1.3244 | 1.2687 | 0.89617 | 0.74027 | 0.88475 | 1.0058 | 1.1018 | 0.87794 | 1.0318 | 0.85808 | 0.8673 | 1.3769 | 0.58929 | 1.1279 | 2.0082 | 1.0704 | 0.5226 | 0.28845 | 0.84284 | 0.10008 | 2.3418 | 1.2257 | 0.87562 | 1.5436 | 0.48834 | 1.6921 | 0.20061 | 0.34685 | 0.58773 | 0.7635 | 0.47685 | 0.65927 | 1.3861 | 0.81058 | 1.0498 | 0.53674 | 0.68526 | 0.44917 | 2.0328 | 1.3944 | 0.5029 | 0.10031
23% | 1.2796 | 0.72054 | 1.302 | 1.256 | 0.88241 | 0.7565 | 0.87456 | 1.0344 | 1.0724 | 0.87477 | 1.0262 | 0.85864 | 0.87279 | 1.3628 | 0.57456 | 1.1154 | 2.0627 | 1.0434 | 0.5183 | 0.35469 | 0.84847 | 0.078269 | 2.2978 | 1.2712 | 0.82315 | 1.5036 | 0.46024 | 1.681 | 0.21875 | 0.35511 | 0.61333 | 0.75859 | 0.51951 | 0.68295 | 1.3542 | 0.77759 | 1.1138 | 0.56966 | 0.66416 | 0.52651 | 1.9635 | 1.4016 | 0.48473 | 0.11524
24% | 1.2829 | 0.71124 | 1.2172 | 1.2532 | 0.87899 | 0.77172 | 0.86911 | 1.0614 | 1.0486 | 0.81308 | 1.0107 | 0.84055 | 0.88045 | 1.331 | 0.57022 | 1.078 | 2.1134 | 1.0077 | 0.51937 | 0.41829 | 0.83226 | 0.058126 | 2.1283 | 1.3162 | 0.8142 | 1.4706 | 0.4477 | 1.6818 | 0.2322 | 0.36301 | 0.64489 | 0.75864 | 0.56575 | 0.7234 | 1.3196 | 0.78315 | 1.1592 | 0.62555 | 0.65966 | 0.59099 | 1.8981 | 1.2644 | 0.43946 | 0.12626
25% | 1.2899 | 0.7025 | 1.1561 | 1.2601 | 0.87689 | 0.78612 | 0.85844 | 1.111 | 1.0259 | 0.77482 | 1.0046 | 0.8461 | 0.89607 | 1.3081 | 0.58494 | 1.0404 | 2.1573 | 0.96418 | 0.52138 | 0.47908 | 0.81468 | 0.065707 | 2.0065 | 1.4082 | 0.82632 | 1.4373 | 0.43879 | 1.6785 | 0.25372 | 0.36544 | 0.67838 | 0.76328 | 0.62398 | 0.75401 | 1.2751 | 0.79636 | 1.2456 | 0.69918 | 0.66515 | 0.6451 | 1.8303 | 1.2035 | 0.41755 | 0.1518
26% | 1.2799 | 0.68859 | 1.1239 | 1.2718 | 0.87824 | 0.7918 | 0.85026 | 1.1525 | 1.0064 | 0.75839 | 1.0015 | 0.85345 | 0.90658 | 1.2899 | 0.60941 | 0.99151 | 2.1662 | 0.90483 | 0.52609 | 0.52559 | 0.78768 | 0.074167 | 1.9519 | 1.4762 | 0.8521 | 1.4131 | 0.42678 | 1.6815 | 0.25539 | 0.35643 | 0.70755 | 0.75185 | 0.68949 | 0.78248 | 1.2337 | 0.80142 | 1.2877 | 0.77696 | 0.70814 | 0.68758 | 1.7541 | 1.1686 | 0.3952 | 0.17375
27% | 1.28 | 0.67254 | 1.0167 | 1.2801 | 0.88678 | 0.80042 | 0.82954 | 1.1991 | 0.98431 | 0.7027 | 0.98888 | 0.84234 | 0.91985 | 1.2497 | 0.63989 | 0.92718 | 2.1944 | 0.84184 | 0.52958 | 0.55981 | 0.73875 | 0.067904 | 1.7271 | 1.5203 | 0.91226 | 1.375 | 0.42386 | 1.6911 | 0.27506 | 0.3738 | 0.7404 | 0.73864 | 0.70121 | 0.80607 | 1.1873 | 0.82008 | 1.3355 | 0.86051 | 0.7419 | 0.71381 | 1.6757 | 1.0422 | 0.36538 | 0.19228
28% | 1.2815 | 0.65794 | 0.96013 | 1.3037 | 0.90177 | 0.80912 | 0.82525 | 1.2645 | 0.96837 | 0.69252 | 0.99306 | 0.85303 | 0.93722 | 1.2334 | 0.67218 | 0.86785 | 2.2216 | 0.78351 | 0.53381 | 0.58676 | 0.6618 | 0.093516 | 1.6196 | 1.5715 | 0.94426 | 1.3566 | 0.42287 | 1.7079 | 0.31478 | 0.39638 | 0.77434 | 0.71856 | 0.76093 | 0.83575 | 1.1413 | 0.8619 | 1.4163 | 0.94716 | 0.80628 | 0.69809 | 1.6087 | 0.99776 | 0.37007 | 0.25827
29% | 1.2724 | 0.63986 | 0.93712 | 1.319 | 0.92192 | 0.81412 | 0.82089 | 1.3171 | 0.96856 | 0.65507 | 0.99675 | 0.86859 | 0.94726 | 1.2208 | 0.71807 | 0.79635 | 2.2268 | 0.7215 | 0.53305 | 0.60879 | 0.60329 | 0.074417 | 1.5938 | 1.6521 | 0.9629 | 1.2889 | 0.43246 | 1.731 | 0.34632 | 0.41761 | 0.79628 | 0.69504 | 0.82138 | 0.86838 | 1.0786 | 0.89148 | 1.4625 | 1.043 | 0.88079 | 0.69451 | 1.5569 | 0.89907 | 0.34117 | 0.30675
30% | 1.2285 | 0.62696 | 0.8972 | 1.3338 | 0.94167 | 0.82337 | 0.82347 | 1.3531 | 0.96075 | 0.63095 | 0.99404 | 0.8804 | 0.95327 | 1.1994 | 0.74157 | 0.74449 | 2.1622 | 0.66197 | 0.53306 | 0.63058 | 0.52427 | 0.057888 | 1.5499 | 1.6894 | 1.0079 | 1.2627 | 0.46485 | 1.7483 | 0.35983 | 0.44245 | 0.82991 | 0.68799 | 0.88108 | 0.89233 | 1.0336 | 0.9253 | 1.4581 | 1.1476 | 0.93935 | 0.68025 | 1.4933 | 0.84093 | 0.31495 | 0.31305
31% | 1.2244 | 0.61954 | 0.84488 | 1.3423 | 0.9579 | 0.83337 | 0.82051 | 1.4067 | 0.96256 | 0.61973 | 0.99865 | 0.89435 | 0.96485 | 1.1871 | 0.76161 | 0.74728 | 2.1568 | 0.64692 | 0.53174 | 0.62906 | 0.40086 | 0.063511 | 1.4822 | 1.7052 | 1.0359 | 1.2387 | 0.4991 | 1.7477 | 0.38873 | 0.46377 | 0.86247 | 0.67818 | 0.91003 | 0.92043 | 0.9871 | 0.99186 | 1.4958 | 1.2436 | 1.0049 | 0.66519 | 1.4366 | 0.80362 | 0.25658 | 0.3421
32% | 1.1766 | 0.60403 | 0.82092 | 1.3336 | 0.9827 | 0.852 | 0.829 | 1.4682 | 0.97747 | 0.57825 | 1.0013 | 0.90516 | 0.97703 | 1.1647 | 0.79114 | 0.7279 | 2.0554 | 0.6158 | 0.52863 | 0.61415 | 0.23509 | 0.053897 | 1.4669 | 1.7045 | 1.0391 | 1.202 | 0.51335 | 1.7643 | 0.43007 | 0.51889 | 0.89753 | 0.66415 | 0.96987 | 0.94356 | 0.94043 | 1.0572 | 1.5365 | 1.3433 | 1.0859 | 0.66009 | 1.3839 | 0.67624 | 0.22112 | 0.36959
33% | 1.1473 | 0.58565 | 0.77293 | 1.3364 | 0.99942 | 0.86271 | 0.84388 | 1.5115 | 0.99125 | 0.56209 | 1.004 | 0.92363 | 0.97329 | 1.1448 | 0.77945 | 0.67499 | 2.0155 | 0.57157 | 0.52519 | 0.59515 | 0.13859 | 0.02836 | 1.372 | 1.7228 | 1.036 | 1.1824 | 0.55092 | 1.7573 | 0.47103 | 0.54501 | 0.92141 | 0.63364 | 1.0486 | 0.95349 | 0.89507 | 1.1022 | 1.5378 | 1.4374 | 1.1544 | 0.64589 | 1.3226 | 0.60175 | 0.19805 | 0.41109
34% | 1.13 | 0.57367 | 0.75201 | 1.3526 | 1.0295 | 0.88108 | 0.86212 | 1.5551 | 1.0078 | 0.54502 | 1.0155 | 0.94675 | 0.97606 | 1.1466 | 0.78114 | 0.64271 | 1.9902 | 0.56355 | 0.5193 | 0.57993 | 0.12988 | 0.012711 | 1.3573 | 1.7508 | 1.0418 | 1.1948 | 0.61991 | 1.7691 | 0.49993 | 0.55827 | 0.95007 | 0.63681 | 1.1198 | 0.96348 | 0.85982 | 1.1489 | 1.5433 | 1.532 | 1.1861 | 0.62785 | 1.2663 | 0.52592 | 0.14836 | 0.48505
35% | 1.1128 | 0.55758 | 0.75417 | 1.3546 | 1.0428 | 0.89428 | 0.89879 | 1.5904 | 1.0364 | 0.52785 | 1.0262 | 0.97361 | 0.96881 | 1.1512 | 0.76543 | 0.63146 | 1.9626 | 0.57424 | 0.51143 | 0.53489 | 0.25792 | 0.028283 | 1.3783 | 1.7385 | 1.0202 | 1.2157 | 0.66488 | 1.7442 | 0.52042 | 0.57872 | 0.95916 | 0.63369 | 1.2373 | 0.96365 | 0.83484 | 1.2027 | 1.5436 | 1.615 | 1.2321 | 0.63105 | 1.2165 | 0.44963 | 0.11046 | 0.52832
36% | 1.0741 | 0.55474 | 0.76779 | 1.349 | 1.0437 | 0.91112 | 0.93459 | 1.6206 | 1.0744 | 0.51478 | 1.0349 | 1.001 | 0.96264 | 1.1494 | 0.74232 | 0.63587 | 1.8888 | 0.58946 | 0.50919 | 0.51601 | 0.41232 | 0.040599 | 1.4064 | 1.7282 | 1.0155 | 1.2311 | 0.69727 | 1.7088 | 0.54766 | 0.61178 | 0.98457 | 0.62008 | 1.3448 | 0.97039 | 0.78623 | 1.2321 | 1.528 | 1.6993 | 1.2833 | 0.63447 | 1.1706 | 0.361 | 0.044102 | 0.56888
37% | 1.0445 | 0.54129 | 0.8029 | 1.3401 | 1.0591 | 0.93058 | 0.98097 | 1.6546 | 1.1042 | 0.50702 | 1.0482 | 1.03 | 0.96613 | 1.1516 | 0.75125 | 0.62891 | 1.8242 | 0.57762 | 0.50346 | 0.48999 | 0.57495 | 0.077461 | 1.4534 | 1.6975 | 1.0051 | 1.2438 | 0.75034 | 1.6765 | 0.60542 | 0.66636 | 0.99838 | 0.63611 | 1.4502 | 1.0213 | 0.72356 | 1.2794 | 1.5471 | 1.7717 | 1.2933 | 0.6509 | 1.098 | 0.28014 | 0.034141 | 0.62791
38% | 1.0119 | 0.54029 | 0.84602 | 1.3212 | 1.0636 | 0.95584 | 1.0329 | 1.7046 | 1.1478 | 0.49406 | 1.0657 | 1.0613 | 0.97912 | 1.1534 | 0.75511 | 0.64682 | 1.7488 | 0.62183 | 0.49447 | 0.47501 | 0.73544 | 0.10608 | 1.4966 | 1.6526 | 0.99268 | 1.2434 | 0.76761 | 1.6433 | 0.63255 | 0.70159 | 1.048 | 0.62168 | 1.5491 | 1.0885 | 0.64715 | 1.3348 | 1.5771 | 1.8835 | 1.3103 | 0.67529 | 1.0221 | 0.23539 | 0.025762 | 0.66
39% | 0.99853 | 0.53625 | 0.90857 | 1.3207 | 1.0415 | 0.97203 | 1.0876 | 1.7457 | 1.1988 | 0.49623 | 1.0862 | 1.0947 | 0.98343 | 1.1697 | 0.76316 | 0.64846 | 1.7178 | 0.63327 | 0.48738 | 0.47264 | 0.90142 | 0.12852 | 1.5641 | 1.6261 | 0.96776 | 1.2412 | 0.78051 | 1.5742 | 0.65956 | 0.75097 | 1.0669 | 0.64258 | 1.6489 | 1.1581 | 0.56182 | 1.3924 | 1.608 | 1.9837 | 1.303 | 0.71495 | 0.94687 | 0.12615 | 0.075824 | 0.72544
40% | 0.99196 | 0.54535 | 0.98527 | 1.311 | 1.0085 | 0.97993 | 1.15 | 1.7876 | 1.2576 | 0.50662 | 1.1093 | 1.125 | 0.99431 | 1.1919 | 0.78613 | 0.67338 | 1.6864 | 0.66605 | 0.48516 | 0.48009 | 1.0603 | 0.15232 | 1.6528 | 1.5888 | 0.93309 | 1.265 | 0.74679 | 1.501 | 0.68922 | 0.79925 | 1.0668 | 0.65097 | 1.7282 | 1.2597 | 0.45375 | 1.4388 | 1.6441 | 2.0776 | 1.2908 | 0.77298 | 0.88325 | 0.15965 | 0.16016 | 0.77332
41% | 0.98365 | 0.56292 | 1.0773 | 1.3036 | 0.98104 | 0.99966 | 1.2216 | 1.8276 | 1.3218 | 0.53175 | 1.1388 | 1.1457 | 1.0184 | 1.2178 | 0.78248 | 0.72385 | 1.6469 | 0.66604 | 0.4939 | 0.51732 | 1.212 | 0.17301 | 1.7728 | 1.5105 | 0.88961 | 1.3152 | 0.69176 | 1.4423 | 0.72448 | 0.82782 | 1.0863 | 0.63972 | 1.8076 | 1.3711 | 0.34562 | 1.4954 | 1.7023 | 2.1485 | 1.2618 | 0.82544 | 0.80548 | 0.24689 | 0.24999 | 0.81197
42% | 0.97315 | 0.58733 | 1.1595 | 1.2901 | 0.94318 | 1.0201 | 1.2992 | 1.8664 | 1.3926 | 0.57974 | 1.1695 | 1.1715 | 1.0512 | 1.2426 | 0.76646 | 0.72458 | 1.6296 | 0.65471 | 0.50651 | 0.57343 | 1.3467 | 0.16738 | 1.8783 | 1.4435 | 0.8832 | 1.3002 | 0.6541 | 1.3844 | 0.72331 | 0.89861 | 1.0984 | 0.67814 | 1.8736 | 1.5045 | 0.20775 | 1.5473 | 1.7755 | 2.2273 | 1.2314 | 0.89463 | 0.72103 | 0.39246 | 0.34931 | 0.85512
43% | 0.97203 | 0.63655 | 1.2504 | 1.3036 | 0.88428 | 1.0452 | 1.3804 | 1.9108 | 1.4648 | 0.65343 | 1.209 | 1.2053 | 1.0854 | 1.281 | 0.78511 | 0.73658 | 1.608 | 0.65475 | 0.53269 | 0.65092 | 1.4638 | 0.17206 | 2.0106 | 1.423 | 0.82117 | 1.326 | 0.58364 | 1.2925 | 0.74223 | 0.94459 | 1.1291 | 0.72603 | 1.9171 | 1.6448 | 0.17892 | 1.6002 | 1.8636 | 2.2993 | 1.2095 | 0.94337 | 0.65186 | 0.61781 | 0.48712 | 0.8819
44% | 0.99371 | 0.72203 | 1.3481 | 1.2802 | 0.78973 | 1.0484 | 1.4792 | 1.9501 | 1.5586 | 0.74047 | 1.2513 | 1.2312 | 1.1247 | 1.3318 | 0.76692 | 0.75017 | 1.6543 | 0.6984 | 0.56924 | 0.77461 | 1.5779 | 0.20058 | 2.1604 | 1.3569 | 0.74004 | 1.3191 | 0.50073 | 1.1443 | 0.71828 | 0.9749 | 1.1011 | 0.74131 | 1.9391 | 1.8209 | 0.36805 | 1.6567 | 1.9504 | 2.3596 | 1.1682 | 1.0687 | 0.61233 | 0.82456 | 0.62568 | 0.92088
45% | 1.0217 | 0.81933 | 1.4464 | 1.2602 | 0.72291 | 1.0734 | 1.5927 | 1.977 | 1.6571 | 0.86824 | 1.3044 | 1.266 | 1.1709 | 1.3913 | 0.77876 | 0.78022 | 1.6977 | 0.74403 | 0.61139 | 0.89553 | 1.672 | 0.24758 | 2.3206 | 1.2485 | 0.64653 | 1.3186 | 0.46279 | 1.0185 | 0.72185 | 1.023 | 1.1172 | 0.8116 | 1.9671 | 2.0046 | 0.61293 | 1.7145 | 2.0299 | 2.3952 | 1.1314 | 1.0762 | 0.58366 | 1.0786 | 0.81616 | 0.95658
46% | 1.058 | 0.92758 | 1.5655 | 1.2431 | 0.6804 | 1.0935 | 1.714 | 2.0113 | 1.8083 | 1.0163 | 1.3755 | 1.3123 | 1.2524 | 1.467 | 0.75125 | 0.83267 | 1.7584 | 0.81321 | 0.65377 | 1.0143 | 1.7768 | 0.33365 | 2.5135 | 1.1732 | 0.56622 | 1.3091 | 0.51927 | 0.90983 | 0.7068 | 1.0551 | 1.102 | 0.87463 | 1.9488 | 2.2231 | 0.86432 | 1.7381 | 2.1325 | 2.4407 | 1.1755 | 1.2587 | 0.65935 | 1.3707 | 1.0086 | 0.98353
47% | 1.0917 | 1.0823 | 1.6953 | 1.2595 | 0.6816 | 1.1135 | 1.8432 | 2.0432 | 2.0388 | 1.1694 | 1.4705 | 1.3793 | 1.3436 | 1.5492 | 0.72427 | 0.89371 | 1.8109 | 0.8726 | 0.7157 | 1.1957 | 1.9361 | 0.47577 | 2.6929 | 1.1174 | 0.52883 | 1.2897 | 0.65578 | 0.80469 | 0.71241 | 1.0866 | 1.0731 | 0.9288 | 1.9358 | 2.4262 | 1.1448 | 1.7685 | 2.2473 | 2.4539 | 1.2392 | 1.4123 | 0.82795 | 1.6497 | 1.2263 | 0.99387
48% | 1.1317 | 1.2761 | 1.8192 | 1.267 | 0.72309 | 1.1317 | 2.005 | 2.0704 | 2.2318 | 1.3403 | 1.572 | 1.4625 | 1.4438 | 1.6484 | 0.74426 | 1.0077 | 1.8447 | 1.0482 | 0.77748 | 1.4036 | 2.0006 | 0.63366 | 2.9068 | 1.0332 | 0.54367 | 1.2566 | 0.88078 | 0.68524 | 0.69679 | 1.0949 | 1.0381 | 0.99045 | 1.9774 | 2.6261 | 1.5264 | 1.7582 | 2.3996 | 2.4404 | 1.3505 | 1.4969 | 1.0323 | 1.9666 | 1.4445 | 0.97615
49% | 1.1387 | 1.4788 | 1.9724 | 1.301 | 0.8095 | 1.1671 | 2.1665 | 2.0642 | 2.4472 | 1.5515 | 1.6862 | 1.5723 | 1.5675 | 1.7484 | 0.73215 | 1.0764 | 1.8105 | 1.1474 | 0.84443 | 1.6369 | 2.0666 | 0.87369 | 3.1615 | 0.98351 | 0.5853 | 1.2334 | 1.1669 | 0.56609 | 0.6471 | 1.1 | 1.0056 | 1.0129 | 1.9614 | 2.8334 | 1.8755 | 1.7363 | 2.5042 | 2.3989 | 1.642 | 1.7725 | 1.1943 | 2.3452 | 1.6791 | 0.97566
50% | 1.1955 | 1.6931 | 2.1614 | 1.3354 | 0.97009 | 1.1998 | 2.3259 | 2.0745 | 2.6975 | 1.7579 | 1.8224 | 1.7077 | 1.6932 | 1.8722 | 0.71528 | 1.2559 | 1.8355 | 1.3183 | 0.91144 | 1.8145 | 2.1802 | 1.1128 | 3.4524 | 0.92335 | 0.72942 | 1.1478 | 1.4559 | 0.51072 | 0.6842 | 1.0684 | 0.96112 | 1.0312 | 1.9862 | 3.0387 | 2.2567 | 1.7185 | 2.5926 | 2.3743 | 1.9555 | 1.9052 | 1.3951 | 2.7061 | 1.929 | 0.97149
51% | 1.2751 | 1.909 | 2.3532 | 1.4183 | 1.1628 | 1.2373 | 2.5069 | 2.0371 | 2.8317 | 1.9715 | 1.9504 | 1.8697 | 1.7916 | 2.0124 | 0.77479 | 1.4579 | 1.8786 | 1.4665 | 0.96611 | 2.0815 | 2.3072 | 1.3454 | 3.7407 | 0.90594 | 0.84478 | 1.1102 | 1.7869 | 0.54169 | 0.67087 | 1.0628 | 0.93313 | 1.1107 | 2.1047 | 3.2495 | 2.6145 | 1.6472 | 2.5873 | 2.34 | 2.2403 | 1.8777 | 1.5646 | 3.0951 | 2.1388 | 0.98445
52% | 1.377 | 2.1504 | 2.5192 | 1.4473 | 1.3895 | 1.2983 | 2.6691 | 2.0791 | 3.0179 | 2.196 | 2.0965 | 2.0399 | 1.9294 | 2.1631 | 0.93437 | 1.6106 | 1.9374 | 1.6337 | 1.0296 | 2.3253 | 2.3555 | 1.5534 | 4.0092 | 0.85294 | 0.94822 | 1.0188 | 2.1041 | 0.59422 | 0.70909 | 1.0309 | 0.9384 | 1.1522 | 2.1743 | 3.4213 | 2.989 | 1.6168 | 2.7776 | 2.3078 | 2.614 | 1.9968 | 1.8627 | 3.4829 | 2.3701 | 0.97762
53% | 1.4344 | 2.3443 | 2.676 | 1.4974 | 1.5947 | 1.3579 | 2.8029 | 2.0662 | 3.1073 | 2.401 | 2.2111 | 2.1968 | 2.0256 | 2.2781 | 1.0154 | 1.7737 | 1.9462 | 1.7807 | 1.081 | 2.4997 | 2.4014 | 1.7253 | 4.2706 | 0.77016 | 1.1231 | 0.94671 | 2.4108 | 0.64248 | 0.68419 | 0.97227 | 0.93788 | 1.1798 | 2.254 | 3.5464 | 3.3462 | 1.6278 | 2.8259 | 2.1809 | 2.8628 | 2.0465 | 2.0176 | 3.8746 | 2.5367 | 0.9177
54% | 1.4686 | 2.525 | 2.7967 | 1.5818 | 1.7707 | 1.3983 | 2.844 | 2.0499 | 3.0756 | 2.5966 | 2.29 | 2.3294 | 2.0929 | 2.3502 | 1.0804 | 1.9104 | 1.9013 | 1.899 | 1.1277 | 2.6766 | 2.4025 | 1.8405 | 4.4754 | 0.70265 | 1.2546 | 0.93039 | 2.6661 | 0.79947 | 0.66181 | 0.88127 | 1.0464 | 1.1818 | 2.3127 | 3.5514 | 3.5287 | 1.6588 | 2.8751 | 2.0195 | 3.0076 | 2.0583 | 2.1067 | 4.2653 | 2.6585 | 0.86978
55% | 1.4847 | 2.7071 | 2.8223 | 1.6386 | 1.8926 | 1.451 | 2.8243 | 2.0221 | 2.9757 | 2.7781 | 2.3347 | 2.4369 | 2.1117 | 2.38 | 1.1665 | 2.0138 | 1.7901 | 2.02 | 1.1675 | 2.893 | 2.3859 | 1.8731 | 4.5124 | 0.70598 | 1.2992 | 0.93122 | 2.827 | 0.88563 | 0.62854 | 0.77848 | 1.1595 | 1.1994 | 2.357 | 3.4608 | 3.6409 | 1.7226 | 2.8622 | 1.869 | 3.089 | 2.0048 | 2.1173 | 4.5923 | 2.7675 | 0.88125
56% | 1.4996 | 2.8531 | 2.7733 | 1.6959 | 1.9364 | 1.5037 | 2.7213 | 1.9857 | 2.7497 | 2.9003 | 2.33 | 2.4748 | 2.082 | 2.358 | 1.2967 | 2.0284 | 1.7282 | 2.1131 | 1.2006 | 3.0293 | 2.3307 | 1.8108 | 4.4211 | 0.76683 | 1.329 | 0.97884 | 2.8477 | 0.92932 | 0.57109 | 0.63578 | 1.3643 | 1.2398 | 2.3114 | 3.286 | 3.6074 | 1.7703 | 2.8401 | 1.6911 | 2.9719 | 1.8905 | 2.0352 | 4.8228 | 2.7538 | 1.0283
57% | 1.5095 | 2.9445 | 2.636 | 1.717 | 1.8942 | 1.5323 | 2.4701 | 1.9468 | 2.4316 | 2.9893 | 2.2698 | 2.4451 | 2.0044 | 2.2887 | 1.4041 | 2.0567 | 1.6335 | 2.2127 | 1.2164 | 3.1233 | 2.1298 | 1.6695 | 4.2179 | 0.77233 | 1.3669 | 1.0774 | 2.7515 | 0.94462 | 0.5118 | 0.45758 | 1.5835 | 1.2986 | 2.0305 | 2.9409 | 3.393 | 1.9384 | 2.7895 | 1.4706 | 2.7331 | 1.7052 | 1.9159 | 4.9654 | 2.6596 | 1.3077
58% | 1.4858 | 2.9866 | 2.4108 | 1.7456 | 1.7402 | 1.5528 | 2.1229 | 1.9477 | 2.018 | 3.0514 | 2.1705 | 2.3621 | 1.9006 | 2.1656 | 1.4523 | 2.0307 | 1.5281 | 2.2699 | 1.224 | 3.1275 | 1.9032 | 1.492 | 3.8548 | 0.81513 | 1.4126 | 1.2151 | 2.4866 | 0.87207 | 0.45744 | 0.19753 | 1.8253 | 1.3737 | 1.7476 | 2.4552 | 2.977 | 2.1546 | 2.767 | 1.2541 | 2.2535 | 1.5028 | 1.7393 | 5.025 | 2.4992 | 1.7003
59% | 1.4741 | 3.0096 | 2.1647 | 1.7484 | 1.4827 | 1.5826 | 1.7309 | 1.965 | 1.598 | 3.0544 | 2.0596 | 2.2375 | 1.8039 | 2.0628 | 1.4664 | 2.0226 | 1.4739 | 2.2845 | 1.2269 | 3.131 | 1.7535 | 1.1577 | 3.4766 | 0.80256 | 1.5726 | 1.3558 | 1.9898 | 0.89777 | 0.52106 | 0.2857 | 2.0629 | 1.4787 | 1.3188 | 1.927 | 2.433 | 2.3733 | 2.7615 | 1.1001 | 1.7283 | 1.3147 | 1.5482 | 4.9576 | 2.2365 | 2.1601
60% | 1.437 | 2.9879 | 1.9266 | 1.8052 | 1.2411 | 1.59 | 1.3672 | 1.9736 | 1.1467 | 3.0591 | 1.9613 | 2.112 | 1.7382 | 1.9618 | 1.3662 | 1.992 | 1.4325 | 2.2701 | 1.2232 | 3.036 | 1.5722 | 0.85724 | 3.0988 | 0.92436 | 1.8479 | 1.5176 | 1.5511 | 0.86621 | 0.55219 | 0.59961 | 2.2439 | 1.5907 | 0.89422 | 1.5138 | 1.7593 | 2.5574 | 2.723 | 0.93524 | 1.0533 | 1.1385 | 1.2007 | 4.8007 | 1.9526 | 2.6579
61% | 1.3991 | 2.9134 | 1.6563 | 1.9242 | 0.96776 | 1.6335 | 1.2107 | 1.9836 | 0.80149 | 3.0481 | 1.8929 | 2.0263 | 1.7512 | 1.894 | 1.2121 | 2.0277 | 1.3337 | 2.2758 | 1.2024 | 2.9059 | 1.3204 | 0.64004 | 2.6882 | 1.0843 | 2.2797 | 1.7017 | 1.044 | 0.8289 | 0.68408 | 0.97335 | 2.4011 | 1.6652 | 0.73812 | 1.3841 | 1.1446 | 2.7405 | 2.6639 | 0.8677 | 0.41536 | 1.0221 | 0.8904 | 4.6071 | 1.7308 | 3.0707
62% | 1.3996 | 2.7933 | 1.447 | 2.0997 | 0.79437 | 1.7322 | 1.3174 | 2.0396 | 0.70081 | 3.0285 | 1.8829 | 2.0062 | 1.8314 | 1.8784 | 1.0651 | 2.1337 | 1.2487 | 2.2118 | 1.174 | 2.6925 | 1.1116 | 0.60522 | 2.3115 | 1.3922 | 2.7385 | 1.8289 | 0.60303 | 0.78767 | 0.85796 | 1.3637 | 2.5408 | 1.8128 | 1.0834 | 1.5045 | 0.81544 | 2.9999 | 2.598 | 0.85956 | 0.47688 | 0.97731 | 0.45904 | 4.2922 | 1.643 | 3.4861
63% | 1.4236 | 2.6415 | 1.3087 | 2.3197 | 0.78396 | 1.8283 | 1.5844 | 2.1088 | 0.91753 | 2.9914 | 1.9184 | 2.0585 | 1.9529 | 1.9117 | 0.93565 | 2.2254 | 1.2406 | 2.0883 | 1.14 | 2.4587 | 0.90683 | 0.63988 | 2.044 | 1.6638 | 3.2476 | 2.0153 | 0.65633 | 0.78674 | 1.0452 | 1.7538 | 2.5995 | 1.8436 | 1.5749 | 1.8118 | 1.0397 | 3.2541 | 2.5021 | 0.95034 | 1.1293 | 1.0772 | 0.15865 | 3.9617 | 1.6886 | 3.7714
64% | 1.4692 | 2.4965 | 1.2348 | 2.5459 | 0.93734 | 1.9142 | 1.9059 | 2.1803 | 1.2677 | 2.9609 | 1.9925 | 2.1851 | 2.0952 | 1.9728 | 0.80705 | 2.3654 | 1.1903 | 2.009 | 1.0931 | 2.2987 | 0.73017 | 0.76174 | 1.8161 | 1.9733 | 3.6989 | 2.1667 | 1.0864 | 0.81722 | 1.2355 | 2.1072 | 2.6075 | 1.7997 | 2.0827 | 2.178 | 1.5275 | 3.4851 | 2.3663 | 1.1181 | 1.8175 | 1.2795 | 0.21725 | 3.6364 | 1.8432 | 3.9788
65% | 1.5261 | 2.3216 | 1.2236 | 2.7386 | 1.1724 | 1.9863 | 2.2001 | 2.2504 | 1.596 | 2.903 | 2.0716 | 2.3236 | 2.2361 | 2.0397 | 0.69981 | 2.5153 | 1.1311 | 1.9234 | 1.0378 | 2.1412 | 0.61237 | 0.89852 | 1.6929 | 2.2401 | 4.1081 | 2.2406 | 1.5574 | 0.8496 | 1.4342 | 2.3827 | 2.5642 | 1.753 | 2.5125 | 2.4757 | 2.0329 | 3.6953 | 2.2111 | 1.274 | 2.387 | 1.5559 | 0.48986 | 3.2619 | 2.0439 | 4.0902
66% | 1.575 | 2.1581 | 1.2915 | 2.8766 | 1.3873 | 1.9996 | 2.4431 | 2.2755 | 1.8923 | 2.842 | 2.1403 | 2.4495 | 2.3302 | 2.0934 | 0.69305 | 2.583 | 1.1212 | 1.8501 | 0.97962 | 1.987 | 0.59731 | 1.0813 | 1.5767 | 2.4667 | 4.3687 | 2.2764 | 1.9417 | 0.92759 | 1.5687 | 2.5382 | 2.4422 | 1.6454 | 2.8419 | 2.6871 | 2.4887 | 3.806 | 2.0149 | 1.4001 | 2.8771 | 1.895 | 0.72309 | 2.9337 | 2.1719 | 4.1356
67% | 1.6054 | 2.0168 | 1.3104 | 2.9506 | 1.5747 | 1.9855 | 2.579 | 2.2752 | 2.1017 | 2.7486 | 2.1746 | 2.5241 | 2.3762 | 2.1245 | 0.72428 | 2.6184 | 1.0803 | 1.8115 | 0.9242 | 1.8224 | 0.50976 | 1.1786 | 1.5091 | 2.6442 | 4.4726 | 2.3104 | 2.2074 | 1.0317 | 1.7338 | 2.6625 | 2.3022 | 1.4311 | 2.9855 | 2.8248 | 2.8091 | 3.829 | 1.8385 | 1.5242 | 3.2204 | 2.1446 | 0.92956 | 2.597 | 2.244 | 4.1107
68% | 1.6297 | 1.8859 | 1.3791 | 2.9807 | 1.7115 | 1.9264 | 2.6389 | 2.2289 | 2.202 | 2.6389 | 2.1768 | 2.5425 | 2.385 | 2.1363 | 0.76061 | 2.6312 | 1.0358 | 1.7734 | 0.86762 | 1.7013 | 0.51908 | 1.3275 | 1.607 | 2.7503 | 4.5261 | 2.2851 | 2.3814 | 1.1351 | 1.8749 | 2.6626 | 2.1241 | 1.2774 | 3.0503 | 2.8672 | 3.0175 | 3.7728 | 1.6485 | 1.5585 | 3.3971 | 2.2391 | 1.0443 | 2.2904 | 2.2815 | 4.0116
69% | 1.6267 | 1.756 | 1.4551 | 2.9422 | 1.7964 | 1.8109 | 2.6093 | 2.1684 | 2.2178 | 2.4796 | 2.1351 | 2.5008 | 2.3297 | 2.115 | 0.75816 | 2.622 | 0.95659 | 1.7456 | 0.80829 | 1.5639 | 0.59642 | 1.3236 | 1.8352 | 2.798 | 4.4308 | 2.2365 | 2.4582 | 1.2185 | 1.9775 | 2.529 | 1.9256 | 1.1217 | 2.9913 | 2.8138 | 3.1001 | 3.6701 | 1.4873 | 1.5862 | 3.4426 | 2.2576 | 1.0774 | 2.0063 | 2.2232 | 3.8138
70% | 1.5957 | 1.6538 | 1.5163 | 2.8414 | 1.8205 | 1.6631 | 2.5197 | 2.0652 | 2.1579 | 2.2894 | 2.0554 | 2.396 | 2.2298 | 2.0701 | 0.72669 | 2.5802 | 0.83914 | 1.7349 | 0.75756 | 1.4584 | 0.73688 | 1.3345 | 2.0168 | 2.7852 | 4.2239 | 2.1698 | 2.462 | 1.2871 | 2.0241 | 2.353 | 1.6866 | 0.96591 | 2.8013 | 2.7191 | 3.1239 | 3.4591 | 1.3523 | 1.578 | 3.3584 | 2.189 | 1.0494 | 1.697 | 2.0856 | 3.5869
71% | 1.5737 | 1.5828 | 1.5579 | 2.69 | 1.7603 | 1.4971 | 2.3917 | 1.9356 | 2.049 | 2.0864 | 1.9495 | 2.2615 | 2.1015 | 1.9907 | 0.66555 | 2.549 | 0.72999 | 1.7564 | 0.71547 | 1.3673 | 0.90341 | 1.3341 | 2.1802 | 2.7448 | 3.9035 | 2.0815 | 2.3493 | 1.3254 | 1.9539 | 2.1264 | 1.4772 | 0.84816 | 2.5635 | 2.5993 | 3.0637 | 3.1852 | 1.2376 | 1.5271 | 3.2158 | 2.0738 | 0.96251 | 1.4725 | 1.8993 | 3.3101
72% | 1.5552 | 1.5229 | 1.6413 | 2.5136 | 1.6792 | 1.3179 | 2.2348 | 1.843 | 1.8727 | 1.9052 | 1.8394 | 2.1031 | 1.9633 | 1.924 | 0.63127 | 2.512 | 0.64467 | 1.7762 | 0.68655 | 1.3062 | 1.0941 | 1.3159 | 2.416 | 2.6477 | 3.5582 | 1.9617 | 2.2036 | 1.3423 | 1.8885 | 1.854 | 1.2331 | 0.77165 | 2.2371 | 2.4651 | 2.9699 | 2.9492 | 1.1832 | 1.502 | 2.9461 | 1.9097 | 0.85973 | 1.3399 | 1.7099 | 3.0388
73% | 1.536 | 1.5033 | 1.7357 | 2.3234 | 1.5564 | 1.1379 | 2.0836 | 1.7364 | 1.6688 | 1.6949 | 1.7251 | 1.9411 | 1.8112 | 1.8524 | 0.67913 | 2.4691 | 0.6042 | 1.8119 | 0.67073 | 1.2825 | 1.282 | 1.2836 | 2.6434 | 2.543 | 3.1704 | 1.8476 | 1.9914 | 1.3477 | 1.7675 | 1.5836 | 1.052 | 0.68501 | 1.9631 | 2.3008 | 2.856 | 2.6663 | 1.1508 | 1.4348 | 2.6336 | 1.7139 | 0.69265 | 1.2057 | 1.4426 | 2.7597
74% | 1.5538 | 1.5027 | 1.8377 | 2.1397 | 1.4239 | 0.97634 | 1.9819 | 1.6374 | 1.4747 | 1.5319 | 1.6352 | 1.8041 | 1.6861 | 1.8101 | 0.75594 | 2.5073 | 0.57989 | 1.8589 | 0.67043 | 1.3031 | 1.4407 | 1.2788 | 2.8701 | 2.4345 | 2.8002 | 1.7278 | 1.7577 | 1.3328 | 1.6453 | 1.318 | 0.88218 | 0.63711 | 1.7631 | 2.1311 | 2.8161 | 2.3947 | 1.153 | 1.3769 | 2.3466 | 1.5083 | 0.54062 | 1.1584 | 1.2309 | 2.505
75% | 1.5788 | 1.5031 | 1.9012 | 1.9614 | 1.2994 | 0.82991 | 1.909 | 1.5611 | 1.2459 | 1.359 | 1.5515 | 1.6699 | 1.5764 | 1.7571 | 0.8366 | 2.5156 | 0.5085 | 1.9073 | 0.68076 | 1.2999 | 1.5387 | 1.3371 | 2.9945 | 2.2738 | 2.4456 | 1.6363 | 1.5563 | 1.3128 | 1.5028 | 1.0818 | 0.74492 | 0.5928 | 1.6239 | 1.986 | 2.7937 | 2.1486 | 1.1553 | 1.3451 | 1.967 | 1.2902 | 0.44031 | 1.138 | 1.0337 | 2.2054
76% | 1.5876 | 1.5026 | 2.0332 | 1.7976 | 1.1984 | 0.70619 | 1.8889 | 1.4828 | 1.0655 | 1.2547 | 1.5018 | 1.5669 | 1.49 | 1.7645 | 0.89495 | 2.5184 | 0.49357 | 1.9287 | 0.69481 | 1.2667 | 1.6387 | 1.3936 | 3.2461 | 2.0993 | 2.14 | 1.544 | 1.3672 | 1.3006 | 1.4214 | 0.89363 | 0.63601 | 0.5638 | 1.5541 | 1.8688 | 2.8339 | 1.9434 | 1.1553 | 1.2821 | 1.6677 | 1.1091 | 0.38614 | 1.1389 | 0.83739 | 2.0503
77% | 1.606 | 1.5324 | 2.1562 | 1.6531 | 1.0825 | 0.61478 | 1.8951 | 1.4252 | 0.90984 | 1.1498 | 1.4708 | 1.4905 | 1.42 | 1.7869 | 0.99288 | 2.5589 | 0.53202 | 1.9783 | 0.71752 | 1.2735 | 1.6966 | 1.4383 | 3.4888 | 1.9501 | 1.8501 | 1.452 | 1.1914 | 1.2356 | 1.2849 | 0.75955 | 0.57013 | 0.55703 | 1.543 | 1.7704 | 2.9095 | 1.7462 | 1.1526 | 1.2678 | 1.4119 | 0.92062 | 0.41496 | 1.1025 | 0.66894 | 1.8812
78% | 1.6537 | 1.5499 | 2.2594 | 1.5303 | 0.99337 | 0.5501 | 1.9007 | 1.3512 | 0.80552 | 1.071 | 1.4528 | 1.4264 | 1.3845 | 1.8064 | 1.0117 | 2.6676 | 0.61493 | 1.9919 | 0.7374 | 1.2583 | 1.751 | 1.5212 | 3.6524 | 1.8357 | 1.589 | 1.3586 | 1.0564 | 1.1998 | 1.1579 | 0.68477 | 0.50686 | 0.56941 | 1.491 | 1.6807 | 2.9938 | 1.5405 | 1.1471 | 1.2603 | 1.2253 | 0.77905 | 0.51073 | 1.1124 | 0.47466 | 1.7334
79% | 1.6697 | 1.5411 | 2.389 | 1.4364 | 0.92833 | 0.5321 | 1.8839 | 1.2674 | 0.72613 | 1 | 1.4409 | 1.3551 | 1.3657 | 1.8283 | 0.9525 | 2.7556 | 0.7001 | 1.9577 | 0.75035 | 1.2357 | 1.7417 | 1.6209 | 3.8708 | 1.6981 | 1.3734 | 1.2954 | 0.90886 | 1.1679 | 1.1087 | 0.67637 | 0.4631 | 0.60341 | 1.4544 | 1.6007 | 2.9862 | 1.3982 | 1.115 | 1.1836 | 1.0752 | 0.67538 | 0.58931 | 1.0942 | 0.37689 | 1.5781
80% | 1.7168 | 1.5318 | 2.5201 | 1.3679 | 0.88376 | 0.55174 | 1.8541 | 1.1955 | 0.66973 | 0.958 | 1.4434 | 1.3068 | 1.3405 | 1.8777 | 0.8327 | 2.8069 | 1.0066 | 1.9539 | 0.74684 | 1.2477 | 1.7653 | 1.6955 | 4.1059 | 1.5979 | 1.1607 | 1.255 | 0.86385 | 1.1618 | 1.0067 | 0.71021 | 0.41485 | 0.67979 | 1.4182 | 1.4805 | 2.9767 | 1.2817 | 1.0829 | 1.1122 | 0.95654 | 0.62833 | 0.64348 | 1.0381 | 0.17236 | 1.5057
81% | 1.7849 | 1.501 | 2.5495 | 1.3142 | 0.82255 | 0.54429 | 1.7863 | 1.1226 | 0.64148 | 0.91893 | 1.4264 | 1.2587 | 1.2989 | 1.8822 | 0.70822 | 2.7842 | 1.4537 | 1.9341 | 0.73854 | 1.2387 | 1.723 | 1.7019 | 4.1737 | 1.4988 | 0.97192 | 1.2104 | 0.81816 | 1.0849 | 0.92517 | 0.70425 | 0.36914 | 0.67792 | 1.4122 | 1.3704 | 2.8492 | 1.194 | 1.0692 | 1.005 | 0.89575 | 0.62653 | 0.65698 | 0.99944 | 0.070931 | 1.4211
82% | 1.8976 | 1.4566 | 2.5114 | 1.2865 | 0.75611 | 0.53964 | 1.6835 | 1.0492 | 0.60542 | 0.88806 | 1.4013 | 1.1925 | 1.2797 | 1.871 | 0.50464 | 2.8715 | 1.8995 | 1.8824 | 0.72538 | 1.2387 | 1.6661 | 1.681 | 4.131 | 1.4149 | 0.80887 | 1.1829 | 0.78861 | 1.0173 | 0.7894 | 0.66124 | 0.32398 | 0.68741 | 1.3307 | 1.231 | 2.6841 | 1.1318 | 1.0405 | 0.903 | 0.77533 | 0.62146 | 0.69108 | 0.96508 | 0.023339 | 1.3439
83% | 2.0185 | 1.3965 | 2.5269 | 1.2567 | 0.70855 | 0.51556 | 1.5374 | 1.0167 | 0.61186 | 0.82241 | 1.3858 | 1.1219 | 1.2299 | 1.8971 | 0.37119 | 2.7975 | 2.4209 | 1.8001 | 0.70815 | 1.2302 | 1.6027 | 1.6358 | 4.2376 | 1.3277 | 0.6736 | 1.0313 | 0.75041 | 0.97308 | 0.69608 | 0.57245 | 0.28623 | 0.66561 | 1.2549 | 1.0524 | 2.4289 | 1.0692 | 1.0513 | 0.87459 | 0.65426 | 0.64852 | 0.77018 | 0.9165 | 0.085967 | 1.1874
84% | 2.2275 | 1.3366 | 2.5966 | 1.2691 | 0.63103 | 0.50504 | 1.3435 | 0.97842 | 0.66303 | 0.77759 | 1.3986 | 1.0414 | 1.1852 | 1.987 | 0.2797 | 2.7419 | 3.077 | 1.7095 | 0.68556 | 1.2487 | 1.4974 | 1.5711 | 4.468 | 1.1964 | 0.6223 | 1.0059 | 0.68195 | 0.88914 | 0.53283 | 0.45882 | 0.22523 | 0.63352 | 1.1476 | 0.828 | 2.0763 | 1.0177 | 1.0716 | 0.81253 | 0.56349 | 0.70172 | 0.84288 | 0.90834 | 0.19068 | 1.0554
85% | 2.4118 | 1.2438 | 2.6449 | 1.3832 | 0.53817 | 0.50675 | 1.1416 | 0.96966 | 0.73639 | 0.77256 | 1.4213 | 0.98495 | 1.1426 | 2.0708 | 0.20356 | 2.6683 | 3.6083 | 1.5571 | 0.64748 | 1.2503 | 1.4505 | 1.4713 | 4.6489 | 1.2806 | 0.62927 | 1.0568 | 0.57813 | 0.7468 | 0.38286 | 0.30888 | 0.16978 | 0.59254 | 0.96852 | 0.57993 | 1.6807 | 0.93121 | 1.1443 | 0.77255 | 0.53064 | 0.78064 | 0.88071 | 0.98734 | 0.338 | 0.93464
86% | 2.4604 | 1.1736 | 2.5988 | 1.4392 | 0.50788 | 0.53665 | 0.97207 | 0.96696 | 0.80211 | 0.78705 | 1.4123 | 0.92519 | 1.0876 | 2.0752 | 0.21249 | 2.5035 | 3.853 | 1.3987 | 0.61758 | 1.2745 | 1.3829 | 1.3283 | 4.6452 | 1.2322 | 0.65132 | 0.98063 | 0.51942 | 0.60918 | 0.25258 | 0.20935 | 0.17353 | 0.49339 | 0.82836 | 0.42981 | 1.3071 | 0.87144 | 1.205 | 0.71654 | 0.44878 | 0.80802 | 0.94749 | 1.0803 | 0.54729 | 0.79315
87% | 2.5029 | 1.1181 | 2.4712 | 1.5613 | 0.55214 | 0.62529 | 0.88354 | 0.97125 | 0.90655 | 0.84731 | 1.4149 | 0.90006 | 1.0651 | 2.0558 | 0.17272 | 2.3835 | 4.0146 | 1.3038 | 0.59015 | 1.2542 | 1.3298 | 1.2243 | 4.4671 | 1.1655 | 0.65218 | 1.1025 | 0.49332 | 0.45718 | 0.34269 | 0.26215 | 0.27972 | 0.43746 | 0.73033 | 0.48994 | 1.0075 | 0.78456 | 1.277 | 0.6605 | 0.5119 | 0.84006 | 1.0564 | 1.2336 | 0.7256 | 0.72496
88% | 2.4681 | 1.0685 | 2.3552 | 1.7176 | 0.67 | 0.73291 | 0.85545 | 0.96064 | 0.99457 | 0.9222 | 1.4216 | 0.88958 | 1.049 | 2.031 | 0.13209 | 2.2157 | 4.0421 | 1.2066 | 0.56863 | 1.2388 | 1.3357 | 1.1477 | 4.2873 | 1.1347 | 0.66194 | 1.3284 | 0.44781 | 0.30778 | 0.56628 | 0.34426 | 0.40963 | 0.41777 | 0.57877 | 0.66804 | 0.777 | 0.71667 | 1.2899 | 0.64312 | 0.58364 | 0.89669 | 1.1294 | 1.3639 | 0.9163 | 0.66654
89% | 2.4925 | 1.0393 | 2.2251 | 1.7807 | 0.8256 | 0.8431 | 0.90298 | 1.0067 | 1.0889 | 0.97887 | 1.4415 | 0.89448 | 1.0546 | 2.0228 | 0.11418 | 2.0863 | 4.1408 | 1.1427 | 0.54467 | 1.2222 | 1.3167 | 1.0925 | 4.0517 | 1.1489 | 0.62753 | 1.4239 | 0.44538 | 0.3 | 0.8202 | 0.43891 | 0.56258 | 0.43381 | 0.40971 | 0.84095 | 0.72428 | 0.67748 | 1.3517 | 0.71617 | 0.68877 | 0.90559 | 1.2666 | 1.4616 | 1.0601 | 0.57672
90% | 2.4561 | 0.97122 | 1.9874 | 1.8175 | 0.94775 | 0.95397 | 0.95906 | 1.0251 | 1.1663 | 1.0302 | 1.4293 | 0.90415 | 1.0735 | 1.9451 | 0.18676 | 2.0463 | 4.0766 | 1.0845 | 0.52497 | 1.1196 | 1.2819 | 1.0502 | 3.5796 | 1.1744 | 0.58183 | 1.5625 | 0.4511 | 0.33047 | 1.0165 | 0.51393 | 0.71655 | 0.4635 | 0.30995 | 0.93917 | 0.81662 | 0.69745 | 1.3192 | 0.74515 | 0.76382 | 0.98684 | 1.3829 | 1.5192 | 1.1835 | 0.57023
91% | 2.4359 | 0.91514 | 1.8574 | 1.9071 | 1.0213 | 1.0492 | 0.98528 | 1.0631 | 1.2037 | 1.0157 | 1.4347 | 0.94166 | 1.0667 | 1.922 | 0.29873 | 1.99 | 4.0313 | 1.041 | 0.50124 | 1.011 | 1.26 | 1.0307 | 3.3128 | 1.3876 | 0.52275 | 1.8093 | 0.47891 | 0.35245 | 1.1349 | 0.55111 | 0.87803 | 0.52602 | 0.33646 | 0.97305 | 0.88352 | 0.83479 | 1.2464 | 0.76126 | 0.75779 | 1.0186 | 1.4947 | 1.5046 | 1.1829 | 0.51137
92% | 2.4503 | 0.88638 | 1.7965 | 1.8789 | 1.0512 | 1.1229 | 1.0203 | 1.1139 | 1.2227 | 0.99184 | 1.4379 | 0.95764 | 1.069 | 1.9035 | 0.42719 | 2.0213 | 4.0108 | 1.0286 | 0.48256 | 0.93406 | 1.2431 | 0.99201 | 3.1745 | 1.379 | 0.43325 | 1.7445 | 0.4926 | 0.39572 | 1.1844 | 0.56396 | 1.0396 | 0.6126 | 0.44007 | 0.94232 | 0.96386 | 0.98819 | 1.19 | 0.81211 | 0.75595 | 1.0454 | 1.5944 | 1.4767 | 1.1413 | 0.49441
93% | 2.4981 | 0.86204 | 1.7697 | 1.9118 | 1.032 | 1.1979 | 1.0384 | 1.1672 | 1.2503 | 0.98868 | 1.4578 | 0.99376 | 1.0882 | 1.9227 | 0.53268 | 2.0333 | 4.0813 | 1.0553 | 0.45852 | 0.80603 | 1.1464 | 1.0103 | 3.1264 | 1.4933 | 0.39684 | 1.8397 | 0.5347 | 0.43397 | 1.1636 | 0.53831 | 1.214 | 0.72925 | 0.59659 | 0.87998 | 1.0344 | 1.1512 | 1.1315 | 0.7886 | 0.7304 | 1.1211 | 1.6592 | 1.4641 | 1.1603 | 0.41276
94% | 2.8796 | 0.8549 | 1.7616 | 1.8615 | 0.99442 | 1.2385 | 1.0532 | 1.2466 | 1.2466 | 0.99214 | 1.5269 | 1.0319 | 1.0992 | 2.061 | 0.62282 | 2.143 | 4.7689 | 1.0994 | 0.43589 | 0.64437 | 1.1157 | 1.0282 | 3.0702 | 1.544 | 0.34252 | 1.7672 | 0.57375 | 0.48699 | 1.0897 | 0.52453 | 1.2978 | 0.76571 | 0.77402 | 0.77852 | 1.0811 | 1.3083 | 1.0041 | 0.86468 | 0.63576 | 1.1291 | 1.7151 | 1.4501 | 1.1471 | 0.37244
95% | 3.3227 | 0.86947 | 1.7785 | 1.8601 | 0.94914 | 1.2744 | 1.0836 | 1.307 | 1.2225 | 0.98151 | 1.6213 | 1.0871 | 1.1083 | 2.2409 | 0.73545 | 2.1879 | 5.5869 | 1.1366 | 0.42316 | 0.54802 | 1.1799 | 1.061 | 3.0325 | 1.6096 | 0.39588 | 1.6482 | 0.6062 | 0.55316 | 1.0181 | 0.54317 | 1.3742 | 0.84944 | 0.95798 | 0.75165 | 1.0936 | 1.4541 | 0.86461 | 0.84959 | 0.55103 | 1.1082 | 1.735 | 1.4152 | 1.1402 | 0.32142
96% | 3.7101 | 0.89962 | 1.832 | 1.8831 | 0.89879 | 1.315 | 1.0947 | 1.3649 | 1.2234 | 0.99398 | 1.7193 | 1.1402 | 1.124 | 2.4278 | 0.83655 | 2.3048 | 6.2738 | 1.1873 | 0.41462 | 0.40134 | 1.1322 | 1.1266 | 3.116 | 1.703 | 0.33939 | 1.6868 | 0.6663 | 0.67935 | 0.87458 | 0.48655 | 1.3848 | 0.98286 | 1.1377 | 0.58851 | 1.0827 | 1.567 | 0.72587 | 0.875 | 0.50456 | 1.0987 | 1.7724 | 1.4224 | 1.1423 | 0.23927
97% | 3.8416 | 0.92895 | 1.919 | 1.856 | 0.87442 | 1.3251 | 1.0999 | 1.3947 | 1.2386 | 1.0346 | 1.7615 | 1.193 | 1.1494 | 2.4818 | 0.88744 | 2.436 | 6.4814 | 1.2559 | 0.39955 | 0.28619 | 1.1853 | 1.1374 | 3.2484 | 1.7429 | 0.24934 | 1.5076 | 0.75491 | 0.8368 | 0.74158 | 0.48163 | 1.3836 | 1.0403 | 1.2825 | 0.50932 | 1.0001 | 1.6544 | 0.61801 | 0.84191 | 0.49482 | 1.0792 | 1.8089 | 1.413 | 1.1583 | 0.25596
98% | 3.8996 | 0.9979 | 2.0739 | 1.9408 | 0.85204 | 1.3762 | 1.0665 | 1.3738 | 1.2378 | 1.036 | 1.8034 | 1.1961 | 1.1757 | 2.536 | 0.89021 | 2.5927 | 6.5376 | 1.3078 | 0.41701 | 0.3138 | 1.1728 | 1.1013 | 3.5719 | 1.7818 | 0.074133 | 1.5363 | 0.77586 | 0.98619 | 0.58247 | 0.44149 | 1.428 | 1.1393 | 1.2877 | 0.38781 | 0.86232 | 1.643 | 0.49692 | 0.72207 | 0.45932 | 0.98741 | 1.8484 | 1.3737 | 1.1504 | 0.19706
99% | 3.8088 | 1.0925 | 2.5334 | 1.9098 | 0.86815 | 1.4229 | 1.066 | 1.302 | 1.2284 | 1.0367 | 1.8428 | 1.163 | 1.2044 | 2.5771 | 0.78396 | 2.7997 | 6.2878 | 1.3961 | 0.43529 | 0.11211 | 1.189 | 0.96349 | 4.514 | 1.6648 | 0.21815 | 0.98861 | 0.76791 | 1.1482 | 0.45411 | 0.47427 | 1.4953 | 1.1926 | 1.2802 | 0.23466 | 0.52224 | 1.5226 | 0.38268 | 0.55716 | 0.4078 | 0.79516 | 1.8031 | 1.3559 | 1.056 | 0.21891
100% | 3.2184 | 1.211 | 2.7565 | 2.1705 | 0.9089 | 1.4465 | 1.1819 | 1.0757 | 1.2539 | 1.0184 | 1.7949 | 1.1062 | 1.17 | 2.3937 | 0.63232 | 2.685 | 5.2731 | 1.4238 | 0.46499 | 0.16723 | 1.2863 | 0.82652 | 5.0132 | 1.5716 | 0.52442 | 0.15086 | 0.69464 | 1.3502 | 0.31068 | 0.72236 | 1.4868 | 1.1568 | 1.215 | 0.22438 | 0.16365 | 1.1135 | 0.31284 | 0.18448 | 0.31319 | 0.55559 | 1.6573 | 1.3664 | 0.90249 | 0.25496

## Between Assessors
Particpant | All participants
Day | All Days
Assessor | A1 | A2 | A3 | All | Agreement
Average | 3.2154 | 2.7382 | 3.3187 | 3.0908 | 0.69175
0% | 0.055279 | -0.76738 | 0.598 | -0.038034 | 1.3654
1% | -0.8231 | -1.5941 | -0.31357 | -0.91025 | 1.2805
2% | -1.53 | -2.2389 | -1.0342 | -1.601 | 1.2047
3% | -2.0387 | -2.6465 | -1.5563 | -2.0805 | 1.0903
4% | -2.3376 | -2.8407 | -1.8458 | -2.3414 | 0.99483
5% | -2.3632 | -2.8047 | -1.8852 | -2.351 | 0.91946
6% | -2.1729 | -2.5358 | -1.7094 | -2.1393 | 0.82643
7% | -1.8033 | -2.074 | -1.3334 | -1.7369 | 0.74061
8% | -1.2358 | -1.4633 | -0.79354 | -1.1642 | 0.66979
9% | -0.52608 | -0.70979 | -0.11341 | -0.44976 | 0.59637
10% | 0.2754 | 0.12758 | 0.67973 | 0.3609 | 0.55215
11% | 1.1426 | 1.0039 | 1.5312 | 1.2259 | 0.52731
12% | 2.0395 | 1.8961 | 2.3975 | 2.111 | 0.50144
13% | 2.9218 | 2.7671 | 3.2582 | 2.9824 | 0.49111
14% | 3.7468 | 3.5794 | 4.0596 | 3.7953 | 0.48024
15% | 4.5011 | 4.3307 | 4.7965 | 4.5428 | 0.46581
16% | 5.1908 | 4.99 | 5.4576 | 5.2128 | 0.46755
17% | 5.7876 | 5.5693 | 6.0362 | 5.7977 | 0.46696
18% | 6.31 | 6.0699 | 6.5364 | 6.3054 | 0.46649
19% | 6.7493 | 6.4884 | 6.952 | 6.7299 | 0.4636
20% | 7.1257 | 6.8439 | 7.3092 | 7.0929 | 0.4653
21% | 7.4576 | 7.158 | 7.6099 | 7.4085 | 0.45198
22% | 7.7498 | 7.4283 | 7.8787 | 7.6856 | 0.45035
23% | 8.0256 | 7.675 | 8.1198 | 7.9401 | 0.44487
24% | 8.2906 | 7.9126 | 8.3398 | 8.181 | 0.42721
25% | 8.5436 | 8.1453 | 8.562 | 8.417 | 0.41678
26% | 8.8037 | 8.3828 | 8.7854 | 8.6573 | 0.42089
27% | 9.0731 | 8.6276 | 9.0122 | 8.9043 | 0.44549
28% | 9.3556 | 8.8811 | 9.2513 | 9.1627 | 0.47455
29% | 9.6461 | 9.1446 | 9.5069 | 9.4325 | 0.50148
30% | 9.9495 | 9.4296 | 9.7754 | 9.7182 | 0.51988
31% | 10.2613 | 9.7119 | 10.0494 | 10.0075 | 0.54941
32% | 10.5835 | 10.001 | 10.3371 | 10.3072 | 0.58258
33% | 10.9077 | 10.3015 | 10.6331 | 10.6141 | 0.60622
34% | 11.2349 | 10.6056 | 10.9449 | 10.9285 | 0.62934
35% | 11.563 | 10.9083 | 11.2547 | 11.242 | 0.65469
36% | 11.8719 | 11.2092 | 11.5598 | 11.547 | 0.66271
37% | 12.1779 | 11.4949 | 11.8575 | 11.8434 | 0.68294
38% | 12.4559 | 11.7548 | 12.1346 | 12.1151 | 0.70103
39% | 12.7091 | 11.9965 | 12.3824 | 12.3627 | 0.71255
40% | 12.9125 | 12.1977 | 12.5813 | 12.5638 | 0.71474
41% | 13.0582 | 12.3318 | 12.7214 | 12.7038 | 0.72644
42% | 13.1259 | 12.4001 | 12.7908 | 12.7723 | 0.72574
43% | 13.1059 | 12.3781 | 12.7635 | 12.7492 | 0.72779
44% | 12.9582 | 12.2475 | 12.6247 | 12.6102 | 0.71067
45% | 12.6815 | 11.9769 | 12.3492 | 12.3359 | 0.70465
46% | 12.2418 | 11.544 | 11.9252 | 11.9037 | 0.69785
47% | 11.636 | 10.9124 | 11.3158 | 11.288 | 0.72364
48% | 10.8158 | 10.0797 | 10.5118 | 10.4691 | 0.73605
49% | 9.7743 | 9.0263 | 9.4904 | 9.4303 | 0.74802
50% | 8.4887 | 7.6967 | 8.2223 | 8.1359 | 0.79209
51% | 6.9319 | 6.1295 | 6.6842 | 6.5819 | 0.80242
52% | 5.1102 | 4.2869 | 4.8858 | 4.761 | 0.8233
53% | 3.0293 | 2.2006 | 2.8384 | 2.6895 | 0.82869
54% | 0.71436 | -0.095664 | 0.57704 | 0.39858 | 0.81003
55% | -1.7389 | -2.5355 | -1.837 | -2.0371 | 0.79663
56% | -4.2445 | -5.01 | -4.3182 | -4.5242 | 0.76553
57% | -6.7097 | -7.4219 | -6.7607 | -6.9641 | 0.71214
58% | -8.9716 | -9.6342 | -9.0231 | -9.2096 | 0.66257
59% | -10.9367 | -11.5413 | -10.9902 | -11.1561 | 0.60452
60% | -12.4711 | -13.0119 | -12.5541 | -12.6791 | 0.54081
61% | -13.5083 | -13.9957 | -13.606 | -13.7033 | 0.48735
62% | -14.0088 | -14.4585 | -14.1561 | -14.2078 | 0.44971
63% | -13.9916 | -14.3901 | -14.155 | -14.1789 | 0.39849
64% | -13.4853 | -13.8288 | -13.666 | -13.66 | 0.34352
65% | -12.5252 | -12.8439 | -12.7448 | -12.7046 | 0.31863
66% | -11.1984 | -11.4947 | -11.4336 | -11.3755 | 0.2963
67% | -9.6139 | -9.8766 | -9.8533 | -9.7813 | 0.26264
68% | -7.8598 | -8.0932 | -8.1087 | -8.0206 | 0.24895
69% | -6.0436 | -6.2535 | -6.2961 | -6.1977 | 0.25244
70% | -4.2656 | -4.4371 | -4.5083 | -4.4036 | 0.24267
71% | -2.5929 | -2.7252 | -2.8142 | -2.7108 | 0.22133
72% | -1.0601 | -1.1828 | -1.2693 | -1.1707 | 0.2092
73% | 0.27561 | 0.18393 | 0.10611 | 0.18855 | 0.1695
74% | 1.4276 | 1.3519 | 1.2954 | 1.3583 | 0.13214
75% | 2.4186 | 2.3345 | 2.3075 | 2.3535 | 0.11119
76% | 3.2406 | 3.1492 | 3.1883 | 3.1927 | 0.091321
77% | 3.9501 | 3.837 | 3.9299 | 3.9057 | 0.1131
78% | 4.5597 | 4.4344 | 4.6007 | 4.5316 | 0.16628
79% | 5.1006 | 4.9553 | 5.2004 | 5.0854 | 0.24514
80% | 5.5907 | 5.4238 | 5.7519 | 5.5888 | 0.32814
81% | 6.031 | 5.8261 | 6.2526 | 6.0366 | 0.42652
82% | 6.4036 | 6.1656 | 6.6722 | 6.4138 | 0.50656
83% | 6.6812 | 6.4043 | 7 | 6.6952 | 0.59572
84% | 6.8275 | 6.4961 | 7.2342 | 6.8526 | 0.7381
85% | 6.817 | 6.4381 | 7.2914 | 6.8488 | 0.8533
86% | 6.6301 | 6.1942 | 7.169 | 6.6644 | 0.97482
87% | 6.2946 | 5.7856 | 6.8889 | 6.323 | 1.1033
88% | 5.8282 | 5.2352 | 6.4414 | 5.8349 | 1.2062
89% | 5.2496 | 4.5856 | 5.8831 | 5.2394 | 1.2975
90% | 4.6523 | 3.9188 | 5.2513 | 4.6075 | 1.3326
91% | 4.0713 | 3.2799 | 4.6377 | 3.9963 | 1.3578
92% | 3.5555 | 2.7283 | 4.1049 | 3.4629 | 1.3766
93% | 3.1068 | 2.284 | 3.6655 | 3.0187 | 1.3815
94% | 2.7247 | 1.9272 | 3.3374 | 2.6631 | 1.4101
95% | 2.4364 | 1.6639 | 3.1138 | 2.4047 | 1.4499
96% | 2.1845 | 1.4486 | 2.9387 | 2.1906 | 1.4902
97% | 1.9325 | 1.2681 | 2.7554 | 1.9853 | 1.4873
98% | 1.6762 | 1.0373 | 2.5866 | 1.7667 | 1.5493
99% | 1.3199 | 0.69377 | 2.3657 | 1.4598 | 1.6719
100% | 0.73385 | 0.16833 | 2.0122 | 0.97145 | 1.8438

## Grey bands
Participant | All
Day | All
Assessor | All
Trial | Mean | SD | Mean - SD | 2SD | SEM | SD-SEM | 2SEM
0% | -0.02282 | 2.3078 | -2.3306 | 4.6155 | 1.7519 | 0.55582 | 3.5039
1% | -0.9072 | 2.1812 | -3.0884 | 4.3623 | 1.6853 | 0.49585 | 3.3706
2% | -1.5996 | 2.0976 | -3.6972 | 4.1952 | 1.6198 | 0.47776 | 3.2396
3% | -2.0797 | 2.0054 | -4.0851 | 4.0107 | 1.5237 | 0.48168 | 3.0474
4% | -2.3393 | 1.9108 | -4.2501 | 3.8215 | 1.4198 | 0.49094 | 2.8397
5% | -2.3492 | 1.8726 | -4.2218 | 3.7452 | 1.3564 | 0.51625 | 2.7127
6% | -2.137 | 1.8577 | -3.9947 | 3.7154 | 1.3196 | 0.53811 | 2.6392
7% | -1.7355 | 1.833 | -3.5684 | 3.6659 | 1.2473 | 0.58566 | 2.4946
8% | -1.1598 | 1.8238 | -2.9836 | 3.6476 | 1.2072 | 0.61661 | 2.4143
9% | -0.44555 | 1.8338 | -2.2793 | 3.6676 | 1.1748 | 0.65901 | 2.3496
10% | 0.36617 | 1.8597 | -1.4936 | 3.7195 | 1.1719 | 0.68781 | 2.3438
11% | 1.2332 | 1.8863 | -0.65305 | 3.7725 | 1.1689 | 0.7174 | 2.3377
12% | 2.1191 | 1.912 | 0.20706 | 3.8241 | 1.1736 | 0.7384 | 2.3473
13% | 2.9903 | 1.9311 | 1.0592 | 3.8622 | 1.1612 | 0.7699 | 2.3225
14% | 3.8041 | 1.9375 | 1.8666 | 3.875 | 1.152 | 0.78547 | 2.3041
15% | 4.5517 | 1.9341 | 2.6176 | 3.8682 | 1.1307 | 0.80343 | 2.2614
16% | 5.2222 | 1.9336 | 3.2886 | 3.8672 | 1.1162 | 0.81737 | 2.2325
17% | 5.8072 | 1.9276 | 3.8796 | 3.8553 | 1.1035 | 0.82418 | 2.2069
18% | 6.3147 | 1.9132 | 4.4016 | 3.8263 | 1.0849 | 0.82822 | 2.1699
19% | 6.7397 | 1.898 | 4.8416 | 3.796 | 1.0749 | 0.82312 | 2.1498
20% | 7.1025 | 1.8839 | 5.2186 | 3.7677 | 1.0595 | 0.82434 | 2.119
21% | 7.4183 | 1.8619 | 5.5564 | 3.7238 | 1.0463 | 0.81562 | 2.0925
22% | 7.6957 | 1.8431 | 5.8526 | 3.6863 | 1.0318 | 0.81136 | 2.0636
23% | 7.9506 | 1.8255 | 6.1251 | 3.6511 | 1.0262 | 0.79938 | 2.0523
24% | 8.192 | 1.7985 | 6.3935 | 3.597 | 1.0107 | 0.78784 | 2.0213
25% | 8.4284 | 1.7754 | 6.653 | 3.5508 | 1.0046 | 0.77076 | 2.0093
26% | 8.6694 | 1.754 | 6.9154 | 3.5079 | 1.0015 | 0.75243 | 2.0031
27% | 8.9169 | 1.7216 | 7.1953 | 3.4433 | 0.98888 | 0.73275 | 1.9778
28% | 9.1759 | 1.6978 | 7.4781 | 3.3956 | 0.99306 | 0.70473 | 1.9861
29% | 9.4465 | 1.6749 | 7.7716 | 3.3498 | 0.99675 | 0.67816 | 1.9935
30% | 9.733 | 1.6502 | 8.0828 | 3.3005 | 0.99404 | 0.6562 | 1.9881
31% | 10.0231 | 1.6344 | 8.3887 | 3.2688 | 0.99865 | 0.63576 | 1.9973
32% | 10.3237 | 1.6243 | 8.6994 | 3.2486 | 1.0013 | 0.623 | 2.0026
33% | 10.6318 | 1.6152 | 9.0165 | 3.2304 | 1.004 | 0.61118 | 2.0081
34% | 10.9461 | 1.6204 | 9.3256 | 3.2408 | 1.0155 | 0.60494 | 2.0309
35% | 11.2604 | 1.6347 | 9.6256 | 3.2695 | 1.0262 | 0.60858 | 2.0523
36% | 11.5657 | 1.661 | 9.9047 | 3.322 | 1.0349 | 0.62612 | 2.0697
37% | 11.8626 | 1.708 | 10.1546 | 3.4159 | 1.0482 | 0.65971 | 2.0965
38% | 12.1343 | 1.7756 | 10.3587 | 3.5512 | 1.0657 | 0.70991 | 2.1313
39% | 12.3818 | 1.87 | 10.5118 | 3.7401 | 1.0862 | 0.78387 | 2.1723
40% | 12.5827 | 1.9871 | 10.5955 | 3.9743 | 1.1093 | 0.87788 | 2.2185
41% | 12.722 | 2.1345 | 10.5875 | 4.269 | 1.1388 | 0.9957 | 2.2776
42% | 12.79 | 2.3099 | 10.4801 | 4.6198 | 1.1695 | 1.1404 | 2.339
43% | 12.7658 | 2.5132 | 10.2526 | 5.0265 | 1.209 | 1.3043 | 2.418
44% | 12.6254 | 2.7425 | 9.883 | 5.485 | 1.2513 | 1.4912 | 2.5025
45% | 12.3498 | 2.9963 | 9.3535 | 5.9925 | 1.3044 | 1.6918 | 2.6089
46% | 11.9152 | 3.2848 | 8.6304 | 6.5696 | 1.3755 | 1.9093 | 2.751
47% | 11.2962 | 3.601 | 7.6952 | 7.202 | 1.4705 | 2.1305 | 2.941
48% | 10.4747 | 3.9445 | 6.5303 | 7.8889 | 1.572 | 2.3725 | 3.144
49% | 9.4296 | 4.3231 | 5.1065 | 8.6462 | 1.6862 | 2.6369 | 3.3725
50% | 8.1293 | 4.7385 | 3.3909 | 9.4769 | 1.8224 | 2.9161 | 3.6448
51% | 6.5721 | 5.1742 | 1.3979 | 10.3484 | 1.9504 | 3.2237 | 3.9009
52% | 4.7433 | 5.6203 | -0.87698 | 11.2405 | 2.0965 | 3.5237 | 4.193
53% | 2.6642 | 6.0468 | -3.3826 | 12.0937 | 2.2111 | 3.8358 | 4.4222
54% | 0.36856 | 6.4417 | -6.0731 | 12.8834 | 2.29 | 4.1517 | 4.5799
55% | -2.0742 | 6.7808 | -8.8551 | 13.5617 | 2.3347 | 4.4461 | 4.6694
56% | -4.5661 | 7.037 | -11.6031 | 14.0741 | 2.33 | 4.707 | 4.66
57% | -7.0111 | 7.2147 | -14.2258 | 14.4294 | 2.2698 | 4.9449 | 4.5397
58% | -9.2579 | 7.2775 | -16.5354 | 14.555 | 2.1705 | 5.107 | 4.341
59% | -11.206 | 7.2488 | -18.4548 | 14.4976 | 2.0596 | 5.1892 | 4.1191
60% | -12.728 | 7.1444 | -19.8724 | 14.2889 | 1.9613 | 5.1831 | 3.9227
61% | -13.7504 | 6.9653 | -20.7157 | 13.9307 | 1.8929 | 5.0725 | 3.7858
62% | -14.2509 | 6.7355 | -20.9864 | 13.4711 | 1.8829 | 4.8526 | 3.7658
63% | -14.2182 | 6.4737 | -20.6919 | 12.9474 | 1.9184 | 4.5553 | 3.8368
64% | -13.693 | 6.19 | -19.883 | 12.3799 | 1.9925 | 4.1975 | 3.985
65% | -12.7312 | 5.8738 | -18.605 | 11.7476 | 2.0716 | 3.8022 | 4.1432
66% | -11.3949 | 5.5179 | -16.9127 | 11.0358 | 2.1403 | 3.3776 | 4.2806
67% | -9.7937 | 5.1556 | -14.9494 | 10.3113 | 2.1746 | 2.981 | 4.3492
68% | -8.0274 | 4.7759 | -12.8033 | 9.5517 | 2.1768 | 2.5991 | 4.3536
69% | -6.1985 | 4.3812 | -10.5797 | 8.7624 | 2.1351 | 2.2461 | 4.2703
70% | -4.4003 | 3.9914 | -8.3916 | 7.9828 | 2.0554 | 1.936 | 4.1107
71% | -2.7033 | 3.6119 | -6.3152 | 7.2238 | 1.9495 | 1.6625 | 3.8989
72% | -1.161 | 3.2647 | -4.4257 | 6.5294 | 1.8394 | 1.4253 | 3.6789
73% | 0.1991 | 2.9541 | -2.755 | 5.9082 | 1.7251 | 1.2289 | 3.4503
74% | 1.3711 | 2.6977 | -1.3267 | 5.3955 | 1.6352 | 1.0625 | 3.2704
75% | 2.3648 | 2.4906 | -0.12573 | 4.9811 | 1.5515 | 0.93906 | 3.103
76% | 3.2034 | 2.3495 | 0.85389 | 4.6991 | 1.5018 | 0.84772 | 3.0037
77% | 3.9152 | 2.2496 | 1.6656 | 4.4991 | 1.4708 | 0.77881 | 2.9415
78% | 4.5401 | 2.1812 | 2.3589 | 4.3625 | 1.4528 | 0.7284 | 2.9057
79% | 5.0933 | 2.1345 | 2.9588 | 4.2691 | 1.4409 | 0.69369 | 2.8817
80% | 5.5962 | 2.0995 | 3.4967 | 4.1989 | 1.4434 | 0.65603 | 2.8869
81% | 6.045 | 2.0568 | 3.9882 | 4.1136 | 1.4264 | 0.63044 | 2.8528
82% | 6.4226 | 1.9954 | 4.4272 | 3.9907 | 1.4013 | 0.59402 | 2.8027
83% | 6.7046 | 1.9308 | 4.7738 | 3.8616 | 1.3858 | 0.54495 | 2.7716
84% | 6.8627 | 1.8938 | 4.969 | 3.7875 | 1.3986 | 0.49517 | 2.7972
85% | 6.8615 | 1.8836 | 4.9779 | 3.7672 | 1.4213 | 0.46225 | 2.8427
86% | 6.6799 | 1.8908 | 4.7891 | 3.7816 | 1.4123 | 0.47852 | 2.8245
87% | 6.3388 | 1.9463 | 4.3925 | 3.8925 | 1.4149 | 0.53139 | 2.8297
88% | 5.8509 | 2.0369 | 3.814 | 4.0739 | 1.4216 | 0.6153 | 2.8433
89% | 5.2551 | 2.1275 | 3.1276 | 4.255 | 1.4415 | 0.68596 | 2.883
90% | 4.6234 | 2.1709 | 2.4524 | 4.3418 | 1.4293 | 0.7416 | 2.8586
91% | 4.0133 | 2.2001 | 1.8132 | 4.4001 | 1.4347 | 0.76538 | 2.8694
92% | 3.4798 | 2.212 | 1.2678 | 4.4239 | 1.4379 | 0.7741 | 2.8757
93% | 3.0361 | 2.2242 | 0.81195 | 4.4484 | 1.4578 | 0.76637 | 2.9156
94% | 2.6827 | 2.2517 | 0.43096 | 4.5034 | 1.5269 | 0.72475 | 3.0539
95% | 2.4264 | 2.2989 | 0.12749 | 4.5977 | 1.6213 | 0.67761 | 3.2425
96% | 2.2132 | 2.3586 | -0.14536 | 4.7172 | 1.7193 | 0.63931 | 3.4386
97% | 2.0098 | 2.3928 | -0.38304 | 4.7856 | 1.7615 | 0.63134 | 3.5229
98% | 1.7907 | 2.4227 | -0.63197 | 4.8453 | 1.8034 | 0.6193 | 3.6067
99% | 1.4828 | 2.4663 | -0.98352 | 4.9326 | 1.8428 | 0.62348 | 3.6856
100% | 0.99309 | 2.5267 | -1.5336 | 5.0533 | 1.7949 | 0.73179 | 3.5898
Average | 3.0945 | 2.9646 |  |  | 1.4838